## Title Page
	This spreadsheet contains the following information concerning Registered Participants in the NEM:

Sheet	Description
Title Page	This page
Registered Participants	This worksheet contains a list of all Registered Participants, including the category or categories for which each has been registered
Applicants	This worksheet contains a list of all current Applicants for registration.
Participants ceasing registration	This worksheet contains a list of all Registered Participants who have notifed AEMO under clause 2.10 that it wishes to cease to be registered in any category of Registered Participant or that it wishes to terminate any of its classifications or loads, generating units or network services.
Suspended Participants	This worksheet contains a list of all Market Participants who are or are going to be suspended.
Generators and Scheduled Loads	This worksheet contains a list of all Generators and Scheduled Loads.
Exemption - small generation	AEMO may, in accordance with guidelines issued by AEMO, exempt a person from the requirement to register as a Generator, subject to such conditions as AEMO deems appropriate, where (in AEMO's opinion) such an exemption is not inconsistent with the market objective (as per clause 2.2.1(c) of the Rules). / This worksheet contains a list of persons exempted from registering as a Generator on the basis of a small generating system. AEMO's guideline for exemption on the basis of a small generating system is published in the Generator Registration Guide.
Exemption - Intermediary	A person who is required to be registered under the National Electricity Law or under the Rules as a Generator may apply to AEMO for an exemption from that requirement to registered (clause 2.9.3(a) of the Rules). / AEMO must allow the exemption if the person notified AEMO of the identify of an intermediary to be registered instead of the applicant, with the consent of the intermediary (clause 2.9.3(b) of the Rules). / This worksheet contains a list of all persons who have nominated intermediaries and the names of the relevant intermediaries.
Exemption - Central Dispatch	Unless AEMO approves otherwise, a generating unit with a nameplate rating of 30 MW may only be classified as a non-scheduled generating unit (clause 2.2.3(a) of the Rules). / A person must not classify a generating unit as a non-scheduled generating unit unless it has obtained AEMO's approval to do so. AEMO must approve the classification if it is satisfied that (clause 2.2.3(b)): / (1) the primary purpose for which the unit operates is local use and sent out generation rarely exceeds 30 MW / (2) the physical and technical attributes of the relevant unit are such that it is not practicalbe for it to participated in central dispatch; or / (3) the output of the unit is intermittent. / This worksheet contains a list of all persons registered as a Non-scheduled Generator under clause 2.2.3(b).
Metering Coordinators	This worksheet contains a list of persons who have applied to be a Metering Coordinator under clause 2.4A.
Dedicated Connection Assets	This worksheet contains a list of NSP whom have Dedicated Connection Assets under clause 2.5.1A

## Registered Participants
Registered Participants	ABN / ACN	Generator Market - Scheduled	Generator Market Non-Scheduled	Generator Market Semi-Scheduled	Generator Non-Market - Scheduled	Generator Non-Market Non-Scheduled	Generator Non-Market Semi-Scheduled	Market Small Generation Aggregator	Market Customer	Market Ancillary / Service Provider	Metering / Coordinator	Market NSP	NSP (Transmission)	NSP (Distribution)	NSP (Other)	Special Participant System Operator	Special Participant Distribution Operator	Trader	Intending	Reallocator
398	Totals	30	57	61	0	10	0	20	80	2	28	1	12	18	2	6	15	23	141	7	398
1st Energy Pty Ltd	71 604 999 706								1												1
Acciona Solar Pty Ltd	53 618 445 177																		1		1
Icon Retail Investments Limited and AGL ACT Retail Investment Pty Ltd trading as ActewAGL Retail	46 221 314 841								1												1
Active Stream Pty Ltd	32 603 459 267										1										1
Acumen Metering Pty Ltd	69 105 423 541										1										1
Adani Infrastructure Pty Ltd	16 606 764 827																		1		1
Adelaide Brighton Cement Limited	96 007 870 199								1												1
AETV Pty Ltd	29 123 391 613		1																		1
AGL Hydro Partnership	86 076 691 481	1	1	1		1		1	1												1
AGL Loy Yang Marketing Pty Ltd	19 105 758 316	1																			1
AGL Macquarie Pty Limited	18 167 859 494	1							1												1
AGL PARF NSW Pty Ltd	33 615 408 770			1																	1
AGL PARF Qld Pty Limited	94 619 439 226			1																	1
AGL SA Generation Pty Limited	84 081 074 204	1	1	1																	1
AGL Sales (Queensland Electricity) Pty Limited	66 078 875 902								1												1
AGL Sales Pty Limited	88 090 538 337								1												1
AGL South Australia Pty Ltd	49 091 105 092								1												1
Alcoa of Australia Limited	93 004 879 298								1												1
Alcoa Portland of Australia Pty Ltd	80 006 306 752								1												1
Alinta Energy Retail Sales Pty Ltd	22 149 658 300	1	1	1					1												1
Alinta Sales Pty Ltd	92 089 531 984	1																			1
Amaysim Energy Pty Ltd	41 116 567 492								1												1
Anglo Coal (CapCoal Management) Pty Limited	73 010 037 564													1			1				1
Anglo Coal (Moranbah North Management) Pty Limited	14 069 603 587													1							1
APT Pipelines Limited	89 009 666 700								1												1
Ararat Wind Farm Pty Ltd	86 158 062 358			1																	1
Arcadia Energy Trading Pty Ltd	31 121 803 638																	1		1	1
Argyle Solar Farm Pty Ltd	68 624 521 848																		1		1
ARP Australian Solar Pty Ltd	55 621 156 170																		1		1
Arrow Energy Trading Pty Ltd	68 139 053 133		1															1			1
Atherton Solar Farm Pty Ltd	625 266 033																		1		1
Attunga Capital Pty Ltd	96 117 683 093																	1			1
Aurora Energy (Tamar Valley) Pty Ltd trading as AETV Power	29 123 391 613	1																			1
Aurora Energy Pty Ltd	85 082 464 622								1												1
Ausgrid Operator Partnership (trading as Ausgrid) a partnership carried out under that name by: / Blue Op Partner Pty Ltd ACN 615 217 500 as trustee for the Blue Op Partner Trust / ERIC Alpha Operator Corporation 1 Pty Ltd ACN 612 975 096 as trustee for the ERIC Alpha Operator Trust 1 / ERIC Alpha Operator Corporation 2 Pty Ltd ACN 612 975 121 as trustee for the ERIC Alpha Operator Trust 2 / ERIC Alpha Operator Corporation 3 Pty Ltd ACN 612 975 185 as trustee for the ERIC Alpha Operator Trust 3 / ERIC Alpha Operator Corporation 4 Pty Ltd ACN 612 975 210 as trustee for the ERIC Alpha Operator Trust 4	78 508 211 731										1			1			1				1
AusNet Electricity Services Pty Ltd	91 064 651 118										1			1		1					1
AusNet Transmission Group Pty Ltd	78 079 798 173										1		1		1						1
Australia and New Zealand Bank Group Limited	11 005 357 522																			1	1
Australia Continental Energy Pty Ltd	72 142 956 616																	1			1
Australia Energy Wind Farm Pty Ltd	25 614 608 454																		1		1
Australian Solar Group Pty Ltd	59 141 480 284																		1		1
Bald Hills Wind Farm Pty Ltd	13 117 264 712																		1		1
Barunggam Solar Farms Pty Ltd	56 624 634 395																		1		1
Basslink Pty Ltd	52 090 996 231											1									1
BayWa r.e. Wind Pty Ltd	51 606 343 757																		1		1
BE Pro J Pty Ltd	17 624 192 338																		1		1
BE Pro S Pty Ltd	34 623 315 104																		1		1
BE Pro W Pty Ltd	26 627 937 473																		1		1
Blue NRG Pty Ltd	30 151 014 658								1												1
Blue Pacific Energy Pty Ltd	37 628 273 656																	1			1
Boco Rock Wind Farm Pty Ltd	49 137 886 750			1																	1
Bodangora Wind Farm Pty Limited	79 134 443 904			1																	1
Bomen Solar Farm Pty Ltd	620 832 108																		1		1
Bookaar Renewables Pty Ltd	45 615 475 244																		1		1
Bordstrong Developments Pty Ltd (Trading as Solar Q)	47 613 208 414																		1		1
BP Energy Asia Private Limited	77 549 205 033																			1	1
Braemar Power Project Pty Ltd	54 113 386 600	1		1					1												1
Broadsound Solar Farm Pty Ltd	15 620 028 097																		1		1
Bulgana Wind Farm Pty Ltd	162 201 569																		1		1
Bungama Solar 1 Pty Ltd	84 621 450 762																		1		1
Bungama Solar 2 Pty Ltd	35 621 450 995																		1		1
Callide Power Trading Pty Limited	80 082 468 719	1																			1
Canadian Solar (Australian) Pty Limited	61 149 125 020																		1		1
Canunda Power Pty Ltd	31 103 087 341		1																		1
Cape Byron Management Pty Ltd	26 165 320 445		1																		1
Capricorn SF No1 Pty Ltd	36 611 727 765																		1		1
Castleton Commodities Merchant Asia Co Pte Ltd	153 463 846																	1			1
Cathedral Rocks Wind Farm Pty Ltd	87 107 113 708		1																		1
Childers Solar Farm Pty Ltd	70 609 374 058			1															1		1
CitiPower Pty Ltd	76 064 651 056										1			1			1				1
CKI Utilities Development Limited, PAI Utilities Development Limited, Spark Infrastructure SA (NO3) PTY Limited, Spark Infrastructure SA (NO1) PTY Limited, Spark Infrastructure SA (NO2) PTY Limited (SA Power Networks)	13 332 330 749		1								1			1			1				1
Clare Solar Farm Pty Ltd	78 611 346 859			1																	1
Clean Technology Partners Pty Ltd	19 149 191 337																		1		1
CleanCo Queensland Limited	85 628 008 159																		1		1
Cleangen Power Pty Ltd	61 161 065 283																		1		1
Cocamba Stage One Project Pty Ltd (ACN 631 975 436) as trustee for Cocamba Stage One Project Trust	58 614 700 570																		1		1
Coleambally Solar Pty Ltd	91 618 341 209			1																	1
Colt Energy Pty Ltd	82 627 911 335							1													1
Clermont Asset Co Pty Ltd (ACN 623 155 573) as Trustee for the Clermont Solar Unit Trust	99 167 685 924			1																	1
Comet Solar Farm Pty Ltd	72 618 108 286																		1		1
Commonwealth Bank of Australia	48 123 123 124																	1			1
Coonooer Bridge Wind Farm Pty Ltd	35 160 665 485		1																		1
Covau Pty Limited	54 090 117 730								1												1
COzero Energy Retail Pty Ltd	85 165 155 966								1												1
Crookwell Development Pty Ltd	53 106 800 480			1																	1
CS Energy Limited	54 078 848 745	1	1						1												1
Cullerin Range Wind Farm Pty Ltd	38 126 197 126		1																		1
CuString Pty Ltd	47 137 531 054																		1		1
Danske Commodities Australia Pty Ltd	52 621 320 581																	1			1
Daydream Solar Farm Pty Ltd ATF the Daydream Solar Farm Trust	94 334 622 922			1																	1
Darling Downs Solar Farm Pty Ltd	35 611 319 003			1																	1
Darlington Point Solar Farm Pty Ltd	54 615 736 984																		1		1
Delta Electricity	75 162 696 335	1							1												1
Deutsche Bank AG	13 064 165 162																	1			1
Diamond Energy Pty Ltd	97 107 516 334		1	1				1	1												1
Directlink (No. 1) Pty Limited ABN 85 085 123 468, Directlink (No. 2) Pty Limited ABN 87 095 439 222, and Directlink (No. 3) Pty Limited ABN 86 095 449 817 trading as Directlink Joint Venture.	16 779 340 889												1								1
Discover Energy Pty Ltd	20619204750								1												1
DP Energy Australia Pty Ltd	16 140 516 196																		1		1
Dubbo Solar Hub Pty Ltd	81 615 225 968		1																		1
Dundonnell Wind Farm Pty Ltd	17 133 651 019																		1		1
Dysart 1 Pty Ltd	609 597 248																		1		1
Dysart Solar Farm Pty Ltd	38 619 931 412																		1		1
Ecogen Energy Pty Ltd	86 086 589 611	1																			1
Edenvale Solar Park Pty Ltd	627 088 359																		1		1
EDL (OCI) Pty Ltd	85 113 489 295		1																		1
EDL (TT) Pty Limited	95 088 169 135		1																		1
EDL CSM (QLD) Pty Ltd	48 098 224 269		1																		1
EDL Group Operations Pty Ltd	39 055 555 416					1		1													1
EDL LFG (NSW) Pty Ltd	37 070 941 794		1																		1
EDL LFG (QLD) Pty Ltd	21 071 089 579		1																		1
EDL LFG (SA) Pty Ltd	21 055 640 321		1																		1
EDL LFG (VIC) Pty Ltd	69 061 503 348		1																		1
EDL Projects (Australia) Pty Ltd	37 084 776 616		1																		1
EEW Eco Energy World Australia Proprietary Ltd	14 611 582 239																		1		1
EIWA Bundaberg Solar Pty Ltd	26 626 084 544																		1		1
EIWA Karrabin Solar Pty Ltd	62 631 174 788																		1		1
Elaine Windfarm Pty Ltd	31 127 338 827																		1		1
Electrag Pty Ltd	42 115 459 848								1												1
ElectraNet Pty Limited	41 094 482 416										1		1			1					1
ElectraNet SA (Transmission Lessor Corporation)	62 442 362 946												1			1					1
Elysian Energy Pty Ltd	85 617 526 333								1										1		1
Endeavour Energy	11 247 365 823										1			1			1				1
Endeavour Energy Network Operator Partnership: / Edwards O Pty Limited (ACN 618 643 486) as trustee for Edwards O Trust; / ERIC Epsilon Operator Corporation 1 Pty Ltd (ACN 617 221 735) as trustee for ERIC Epsilon Operator Trust 1; / ERIC Epsilon Operator Corporation 2 Pty Ltd (ACN 617 221 744) as trustee for ERIC Epsilon Operator Trust 2; / ERIC Epsilon Operator Corporation 3 Pty Ltd (ACN 617 221 753) as trustee for ERIC Epsilon Operator Trust 3; / ERIC Epsilon Operator Corporation 4 Pty Ltd (ACN 617 221 771) as trustee for ERIC Epsilon Operator Trust 4;	618 643 486																1				1
Energex Limited	40 078 849 055										1			1			1				1
Energy Locals Pty Ltd	23 606 408 879								1												1
Energy Pacific (Vic) Pty Ltd	18 063 543 984		1																		1
EnergyAustralia Pty Ltd	99 086 014 968	1	1					1	1												1
EnergyAustralia Yallourn Pty Ltd	47 065 325 224	1							1												1
Enel X Australia Pty Ltd	49 104 710 278		1					1		1											1
Enerparc Australia Pty Ltd	46 622 182 469																		1		1
Enertech PV Australia Pty Ltd	54 625 087 112																		1		1
Engie Renewables Australia Pty Ltd	59 615 753 574																		1		1
Enova Energy Pty Ltd	16 606 176 756								1												1
EnviroGen Pty Limited	95 088 169 135		1																		1
EPC Technologies Pty Ltd	64 612 341 849							1													1
Epoch Capital Pty Ltd	16 128 329 395																	1			1
Epoch Energy Solutions Pty Ltd	22 621 651 321																	1			1
Epuron Pty Ltd	70 104 503 380																		1		1
Ergon Energy Corporation Limited	50 087 646 062										1			1			1				1
Ergon Energy Queensland Pty Ltd	11 121 177 802	1		1					1												1
ERM Power Retail Pty Ltd	87 126 175 460	1							1												1
ESCO Pacific Pty Ltd	77 608 790 085																		1		1
Essential Energy	37 428 185 226		1						1		1		1	1			1				1
Everleigh Solar Park Pty Ltd	62 627 091 525																		1		1
Finley Solar Farm Pty Ltd (ABN 89 616 527 621) as trustee for the Finley Solar Trust	63 656 675 511			1																	1
First Solar (Australia) Pty Ltd	66 141 686 946																		1		1
Flinders Operating Services Pty Ltd	36 094 130 837								1												1
Foresight Solar Australia Pty Ltd	19 611 378 584																		1		1
FRV Services Australia Pty Limited	60 151 469 662																		1		1
FS NSW Project No 1 At Pty Ltd (ACN 621 215 969) as trustee for the FS NSW Project No 1 Asset Trust	64 652 826 541			1																	1
Gannawarra Solar Farm Pty Ltd	33 615 736 895			1					1					1							1
Genex (Solar) Pty Ltd	24 606 804 915			1																	1
Genex Power Limited	18 152 098 854																		1		1
Glen Innes Windpower Pty Ltd	83 105 607 538																		1		1
Global Power Generation Australia Pty Ltd	74 130 542 031																		1		1
Globird Energy Pty Ltd	68 600 285 827								1												1
Goldman Sachs Financial Markets Pty Ltd	16 107 084 640																	1			1
Goldwind Australia Pty Ltd	32 140 108 390																		1		1
Goonumbla Asset Co Pty Ltd (ACN 628 351 271) as The Trustee for Goonumbla Asset Trust	80 881 665 313																		1		1
Granite Hills Wind Farm Pty Limited	20 612 210 303																		1		1
Granville Harbour Operations Pty Ltd as The Trustee for Granville Harbour Operations Trust	30 200 530 013																		1		1
Greentricity Pty Ltd	47 122 144 709	1							1												1
Gregadoo Solar Farm Pty Ltd	62 621 818 862																		1		1
Grey Box Energy Field Pty Ltd	80 619 786 739																		1		1
Griffith Solar Farm Pty Ltd	66 615 225 842		1																		1
GSP Energy Pty Ltd	13 101 038 386	1	1																		1
Gunning Wind Energy Developments Pty Ltd	28 145 164 478			1																	1
Hamilton Solar Farm Pty Ltd	83 615 737 098			1																	1
Hartree Partners, LP	N/A																	1			1
Hayman Solar Farm Pty Ltd ATF the Hayman Solar Farm Trust	14 829 941 435			1																	1
Hazelwood Power	40 924 759 557								1												1
Hornsdale Power Reserve Pty Ltd	79 619 311 983	1							1										1		1
Hornsdale Windfarm Pty Ltd	88 167 598 594																		1		1
Hughenden Solar Pty Limited as trustee for Hughenden Solar Trust	49 156 463 317		1																		1
Hunter Energy Pty Ltd	65 624 824 791																		1		1
HWF1 Pty Ltd	20 603 414 151			1																	1
HWF2 Pty Ltd	40 605 944 394			1																	1
HWF3 Pty Ltd	49 610 776 068			1															1		1
Hydro Power Pty Limited	39 003 714 136		1																		1
Hydro-Electric Corporation trading as Hydro Tasmania	48 072 377 158	1	1	1						1											1
Ib vogt GmbH	68 532 456 050																		1		1
Icon Distribution Investments Limited and Jemena Networks (ACT) Pty Ltd Trading as Evoenergy	76 670 568 688										1			1			1				1
Infigen Energy Markets Pty Limited	47 128 696 097		1						1												1
IntelliHUB Pty Ltd	57 601 509 693										1										1
International Power (Energy) Pty Ltd	53 062 798 510																			1	1
Investec Bank (Australia) Ltd	55 071 292 594																		1		1
Iraak Sun Farm Pty Ltd	38 611 727 774			1																	1
Ironbark Holdings Australia Pty Ltd	39 168 385 699																		1		1
Jemalong Networks Pty Ltd	623 524 809																		1		1
Jemena Electricity Networks (Vic) Ltd	82 064 651 083										1			1			1				1
Jindera Solar Farm Pty Ltd	98 623 377 453																		1		1
Joule Logic Pty Ltd	95 145 948 492																		1		1
Juwi Renewable Energy Pty Ltd	42 159 228 145																		1		1
Kennedy Energy Park Pty Ltd	81 605 095 298																		1		1
Kerang Solar Plant Pty Ltd	61 607 331 117																		1		1
Kerang Solar Power Pty Ltd	61 624 301 800																		1		1
Kiata Wind Farm Pty Ltd	79 607 460 873			1																	1
Koorangie Solar Farm Pty Ltd	620 098 464																		1		1
Kyoto Energy Wind Scone Pty Ltd	41 144 582 525																		1		1
Lake Bonney Wind Power Pty Ltd	48 104 654 837		1	1																	1
Lakeland Solar & Storage Pty Limited	86 606 530 198																		1		1
Lakeland Wind Farm Pty Ltd	92 618 427 900																		1		1
Landfill Operations Pty Ltd	18 603 300 358					1															1
Lal Lal Wind Farms Nom Co Pty Ltd	37 625 768 774			1																	1
LGI Limited	49 138 085 551																		1		1
Lightsource Australia SPV 2 Pty Ltd	627 818 259																		1		1
Limondale Sun Farm Pty Ltd	66 617 558 728																		1		1
Lincoln Gap Wind Farm Pty Ltd	52 133 372 595																		1		1
Lincoln Gap Wind Farm (Operations) Pty Ltd	73 164 355 195			1																	1
Liquid Capital Australia Pty Ltd	59 105 963 479																	1			1
LMS Energy Pty Ltd	39 059 428 474		1			1		1													1
Locality Planning Energy Pty Ltd	15 148 958 061								1												1
Luminous Energy Pty Ltd	79 608 985 379																		1		1
Lumo Energy (NSW) Pty Ltd	92 121 155 011								1												1
Lumo Energy (QLD) Pty Ltd	63 114 356 642								1												1
Lumo Energy (SA) Pty Ltd	61 114 356 697								1												1
Lumo Energy Australia Pty Ltd	69 100 528 327								1												1
Lumo Generation SA Pty Ltd	87 115 291 042																				1
M&C Energy Pty Ltd	16 104 501 091								1												1
M2 Energy Pty Ltd	15 123 155 840								1												1
Mackay Sugar Limited	12 057 463 671					1															1
Mackay Sugar Limited	11 009 658 708																		1		1
Macquarie Bank Limited	46 008 583 542								1									1		1	1
Manildra Prop Pty Ltd as The Trustee for the Manildra Asset Trust	93 276 108 749			1																	1
Marble Solar Pty Ltd	38 628 447 816																		1		1
Melbourne Water Corporation	81 945 386 953														1						1
Meridian Finco Pty Limited	42 143 693 592							1										1		1	1
Metering Dynamics Pty Ltd	58 087 082 764										1										1
Metropolis Metering Assets Pty Ltd	53 116 717 321										1										1
Metz NewCo Pty Ltd	34 610 480 281																		1		1
Millmerran Energy Trader Pty Ltd	23 084 923 973	1																			1
Mojo Power Pty Ltd	85 604 909 837								1												1
Molong Operations Co Pty Ltd as Trustee for Molong Operations Trust	89 580 081 061																		1		1
Momentum Energy Pty Limited	42 100 569 159								1												1
Moree Solar Farm Pty Ltd	24 147 861 345			1																	1
Mortlake South Wind Farm Pty Ltd	12 622 271 363																		1		1
Mortons Lane Windfarm Pty Limited	37 126 367 600		1																		1
Mt Gellibrand Wind Farm Pty Ltd	30 125 610 639			1																	1
Mt Mercer WindFarm Pty Ltd	86 118 169 421		1	1																	1
Mt Millar Wind Farm Pty Ltd	67 107 673 361		1																		1
Mugga Lane Solar Park Pty Ltd	32 156 565 641		1																		1
Munna Creek Solar Farm Pty Ltd	89 620 305 428																		1		1
Murra Warra II Project Co Pty Ltd as Trustee for the Murra Warra II Project Trust	82 961 145 141																		1		1
Murra Warra Project Co Pty Ltd	616 990 731																		1		1
Murraylink Transmission Company Pty Ltd	42 089 875 605												1								1
Neighbourhood Energy Pty Ltd	97 109 118 578								1												1
Neoen Australia Pty Ltd	57 160 905 706																		1		1
New Gullen Range Wind Farm Pty Ltd	41 167 404 211			1																	1
NewEn Australia Pty Ltd	98 103 702 405																		1		1
NewGen Braemar 2 Partnership	27 245 692 985	1																			1
Next Business Energy Pty Ltd	91 167 937 555								1												1
NovaPower Pty Ltd	44 119 925 334		1																		1
NSW Electricity Networks Operations Pty Ltd as a Trustee for the NSW Electricity Networks Operations Trust	70 250 995 390										1		1			1					1
Numurkah Solar Farm Pty Ltd	36 618 524 422			1																	1
Oaky Creek Coal Pty Ltd	17 010 202 936													1			1				1
OM Financial Limited	(NA)																	1			1
OneSteel Manufacturing Pty Limited	42 004 651 325													1							1
Online Power and Gas Pty Ltd	95 164 285 634								1												1
Onsite Energy Solutions Pty Ltd	92 164 385 693								1												1
Origin Energy Electricity Limited	33 071 052 287	1	1						1												1
Origin Energy Metering Coordinator Pty Ltd	96 616 347 454										1										1
Origin Energy Uranquinty Power Pty Ltd	26 120 384 938	1		1					1												1
Overland Sun Farming Pty Ltd	76 150 464 001																		1		1
Oz Minerals Limited	40 005 482 824																		1		1
OzGen Retail Pty Ltd	22 129 658 206								1												1
Pacific Energy (Victorian Hydro) Pty Ltd	86 004 474 186							1													1
Pacific Hydro Challicum Hills Pty Ltd	88 101 989 744		1																		1
Pacific Hydro Clements Gap Pty Ltd	87 109 911 097			1																	1
Pacific Hydro Crowlands Pty Ltd	19 620 640 486			1																	1
Pacific Hydro Haughton Solar Farm Pty Ltd	31 617 201 653			1																	1
Pacific Hydro Investments Pty Ltd	18 053 747 407		1																		1
Pacific Hydro Portland Wind Farm Pty Ltd	75 103 162 474					1															1
Pacific Hydro Yaloak South Pty Ltd	11 612 249 671		1																		1
Pangea Energy Pty Ltd	15 613 559 470																		1		1
Parkes Solar Farm Pty Ltd	24 615 225 664			1																	1
Pelican Point Power Limited	11 086 411 814	1																			1
People Energy	20 159 727 401								1												1
Photon Energy Aus SPV 2 Pty Ltd	63 159 386 259																		1		1
Pioneer Sugar Mills Pty Ltd	63 009 889 856					1															1
Pirie Solar Farm Pty Ltd	77 624 758 425							1													1
Pooled Energy Pty Ltd	31 163 873 078								1												1
Power Club Limited	71 603 346 836								1										1		1
Powercor Australia Ltd	89 064 651 109										1			1			1				1
Powerdirect Pty Ltd	28 067 609 803								1												1
Powerlink Queensland (Queensland Electricity Tranmission Corporation Ltd)	82 078 849 233										1		1			1					1
Powermeteric Metering Pty Ltd	89 131 072 707										1										1
Powershop Australia Pty Limited	41 154 914 075								1												1
Progressive Green Pty Ltd	27 130 175 343		1					1	1												1
Progressive Renewable Developments Goondiwindi Pty Ltd	21 629 560 621																		1		1
Pumped Hydro (SA) Pty Ltd	11 617 761 743																		1		1
Pyrenees Wind Energy Development Pty Ltd	31 097 047 268		1																		1
Qenergy Limited	58 120 124 101								1												1
QGC Sales Qld Pty Ltd	80 120 323 588	1																			1
Queensland Bulk Water Supply Authority (trading as Seqwater)	75 450 239 876							1													1
RE Oakey Pty Ltd	38 160 581 626																		1		1
ReAmped Energy Pty Ltd	21 605 682 684								1												1
Reach Solar Energy Management Company Pty Limited	40 608 853 989																		1		1
Red Energy Pty Limited	60 107 479 372								1												1
Renew Power Group Pty Ltd	74 615 045 237							1													1
Renewable Power Australia Limited	14 158 240 192		1																		1
RES Australia Pty Ltd	55 106 637 754																		1		1
Rio Tinto Aluminium (Bell Bay) Limited	91 009 483 201								1												1
Rise Renewables Pty Ltd	53 621 541 348																		1		1
Riverina Solar Farm Pty Ltd	28 611 245 704																		1		1
Robertstown Solar 1 Pty Limited	37 621 450 940																		1		1
Robertstown Solar 2 Pty Limited	91 621 451 161																		1		1
Rodds Bay Solar Farm Pty Ltd	622 753 333																		1		1
Rollingstone Solar Farm Pty Ltd	14 610 264 358																		1		1
Ross River Operations Pty Ltd as the Trustee for the Ross River Operations Trust	49 588 936 886			1																	1
Ross River Operations Pty Ltd	616 327 827			1																	1
Royalla Solar Farm Pty Ltd	29 158 394 677		1																		1
RTA Yarwun Pty Ltd	73 137 266 301		1						1												1
RWE Supply & Trading GmbH	(NA)																	1			1
Rye Park Wind Farm Pty Ltd	11 153 598 586																		1		1
Salt Creek Wind Farm Pty Ltd	94 121 087 492			1																	1
Sanctuary Energy Pty Ltd	62 128 995 433								1												1
Santos NSW (Narrabri Power) Pty Ltd	42 104 570 943		1			1															1
Select Solutions Group Pty Ltd	73 097 962 395										1										1
SIMEC Zen Energy Retail Pty Ltd	54 615 751 052								1												1
Simec Zen Technologies (Power and Energy) Pty Ltd	82 110 224 005																		1		1
Simply Energy	67 269 241 237								1												1
Smithfield Power Generation Pty Ltd	45 616 835 682	1																			1
Snowtown Wind Farm Pty Ltd	76 109 468 804			1																	1
Snowtown Wind Farm Stage 2 Pty Ltd	85 155 626 252			1																	1
Snowy Hydro Limited	17 090 574 431	1	1																		1
Solar Choice Pty Ltd	97 134 064 958																		1		1
Solar Reserve Australia II Pty Ltd	14 606 360 169																		1		1
South Australian Water Corporation	69 336 525 019		1					1	1									1			1
Spotless Facility Services Pty Ltd	83 072 293 880										1										1
Springdale Solar Farm Pty Limited	620 367 768																		1		1
Stanwell Corporation Limited	37 078 848 674	1	1					1	1												1
Starfish Hill Wind Farm Pty Ltd	54 099 761 261		1																		1
Stockyard Hill Wind Farm Pty Ltd	71 118 119 501																		1		1
Sumo Power Pty Ltd	86 601 199 151								1												1
Sun Farms Australia Pty Ltd	620 086 722																		1		1
Sun Metals Corporation Pty Ltd	97 074 241 982			1					1												1
Sun Retail Pty Ltd	97 078 848 549								1												1
Sun Spot 2 Pty Ltd	618 128 671																		1		1
Sunraysia Solar Project Pty Ltd	75 612 072 536																		1		1
Sunshine Energy Australia Pty Ltd	84 617 880 752																		1		1
Susan River Solar Pty Ltd as Trustee for Susan River Solar Trust	75 778 423 009			1																	1
SWF1 Operations Pty Ltd	601 425 316																		1		1
Synergen Power Pty Limited	66 092 560 819	1							1												1
Tango Energy Pty Ltd	43 155 908 839								1												1
Taralga Wind Farm Nominees No 2 Pty Ltd (ATF Taralga Wind Farm Operating Trust)	31 159 439 522			1																	1
Tasmanian Irrigation Pty Ltd	95 722 799 075					1															1
Tasmanian Networks Pty Ltd	24 167 357 299										1		1	1		1	1				1
Teebar Clean Energy Pty Ltd	87 612 610 867																		1		1
Telstra Energy (Generation) Pty Ltd	32 613 554 233			1				1													1
Terrain Solar Pty Ltd	13 616 856 172																		1		1
Total Eren Australia Pty Ltd	16 617 965 081																		1		1
The Solar River Project Pty Ltd	40 622 113 517																		1		1
PLUS ES	30 179 420 673										1										1
The Trustee for Superman Energy Unit Trust	66 532 053 622																		1		1
The Trustee for the SWF1 Operations Trust	34 830 863 882			1																	1
Tibra Trading Pty Limited	42 117 881 759																	1			1
Tilt Renewables Limited	55 613 749 616																		1		1
Tomago Aluminium Company Pty Ltd	68 001 862 228								1												1
Toora Wind Farm Pty Ltd	56 126 722 076		1																		1
Total Gas & Power Asia Private Limited	71 161 771 286																	1			1
Total Gas & Power Australia Pty Ltd	87 167 432 448								1												1
TransGrid Services Pty Ltd as Trustee for TransGrid Services Trust	94 121 353 950												1								1
Transalta Energy (Australia) Pty Ltd	40 062 135 844																		1		1
Transmission Operations (Australia) 2 Pty Ltd	34 605 734 129												1								1
Transmission Operations (Australia) Pty Ltd	21 159 526 520												1								1
United Energy Distribution Pty Ltd	70 064 651 029										1			1			1				1
UPC Robbins Island Pty Ltd	35 618 734 277																		1		1
Urth Energy Pty Ltd (Adminstrators Appointed)	52 601 693 109								1												1
Vector Advanced Metering Services (Australia) Pty Ltd trading as Elect Data Services	28 098 108 797										1										1
Vena Energy Services (Australia) Pty Ltd	89 609 132 747			1																	1
Veolia Environmental Services (Australia) Pty Ltd	20 051 316 584		1																		1
Vivienne Court Trading Pty Ltd	86 153 821 571																	1		1	1
Wangaratta Solar Farm Pty Ltd	25 608 644 435																		1		1
Wemen Asset Co Pty Ltd as Trustee for Wemen Solar Unit Trust	76 874 996 133			1																	1
Westcoast Wind Pty Ltd	85 153 303 523																		1		1
Western Downs Solar Project Pty Ltd	45 618 515 174																		1		1
Westpac Banking Corporation	33 007 457 141																	1			1
WestWind Energy Pty Ltd	94 109 132 201																		1		1
White Rock Wind Farm Pty Ltd	45 153 592 173			1																	1
Whitsunday Solar Farm Pty Ltd	20 615 715 270			1																	1
Willogoleche Power Pty Limited	22 112 307 589			1															1		1
Wilmar Sugar Pty Ltd	44 081 051 792					1															1
Windlab Systems Pty Ltd	26 104 461 958																		1		1
Windy Hill Wind Farm Pty Ltd	60 126 722 094		1																		1
WINenergy Pty Ltd	71 112 175 710								1												1
Winton Asset Co Pty Ltd	31 623 824 288																		1		1
Wodonga Solar Power Pty Ltd	90 622 199 240																		1		1
Wollar Solar Development Pty Ltd	88 621 969 266																		1		1
Woodlawn Wind Pty Ltd	38 139 165 610			1																	1
Woolsthorpe Wind Farm Pty Ltd	104 022 237																		1		1
X-Elio Australia Pty Ltd	42 617 094 863																		1		1
Y.E.S. (Aust) Pty Ltd trading as Yates Electrical Services	22 134 318 924							1													1
Y.E.S. Energy (SA) Pty Ltd	22 627 706 594							1													1
Yarranlea Solar Pty Ltd	30 609 850 553																		1		1
YD Projects Pty Ltd	50 156 004 732							1													1
Yendon Windfarm Pty Ltd	20 127 338 783																		1		1
Yorke Peninsula WF Project Pty Ltd	15 138 965 901																		1		1
ZAP Energy	92 618 444 910																		1		1

## Applications Received
Applicant	Date	Station Name	Region	Dispatch Type	Classification	Fuel Source - Primary	Fuel Source - Descriptor	Reg Cap (MW)
AGL PARF NSW Pty Limited	18/11/2016	Broken Hill Solar Plant	NSW1	Generator	Market Semi-Scheduled - Change of Intermediary	Wind	Wind	198
AGL PARF NSW Pty Limited	18/11/2016	Nyngan Solar Plant	NSW1	Generator	Market Semi-Scheduled - Change of Intermediary	Wind	Wind	198
AGL SA Generation Pty Limited	12/04/2019	Barker Inlet Power Station	SA1	Generator	Market Scheduled	Fossil	Natural Gas (pipeline)	209
AGL SA Generation Pty Limited	12/04/2019	Barker Inlet Power Station	SA1	FCAS	Adding FCAS
Balance Commodities and Energy Pty Ltd	24/01/2019			Customer	Market Customer
Bulgana Wind Farm Pty Ltd	4/12/2018	Bulgana Green Power Hub	VIC1	Generator	Market Semi-Scheduled	Wind	Wind - Onshore	194
CRWF Nominees Pty Ltd as Trustee for CRWF Trust	11/01/2019	Crudine Ridge Wind Farm	NSW1	Generator	Market Semi-Scheduled	Wind	Wind	138
Darlington Point Solar Farm Pty Ltd	3/06/2019	Darlington Point Solar Farm	NSW1	Generator	Market Semi-Scheduled	Solar		324
Diamond Energy Pty Ltd	6/03/2017	Shepparton Wastewater Treatment Facility, Tatura Biomass Generator	VIC1	Customer	Adding FCAS
Diamond Energy Pty Ltd	1/08/2017	Shepparton Wastewater Treatment Facility	VIC1	Generator	Adding FCAS
Diamond Energy Pty Ltd	1/08/2017	Tatura Biomass Generator	VIC1	Generator	Adding FCAS
Diamond Energy Pty Ltd	19/07/2018	Oakey 2 Solar Farm	VIC1	Generator	Market Semi-Scheduled	Solar PV	Solar PV	65
Dundonnell Wind Farm Pty Ltd	30/05/2019	Dundonnell Wind Farm	VIC1	Generator	Market Semi-Scheduled	Wind	Wind - Onshore	336
EDL CSM (QLD) Pty Ltd	4/06/2018	North Goonyella Waste Coal Mine Gas Power	QLD1	Generator	Non-Market Non-Scheduled	Fossil	Waste Coal Mine Gas	22
Elliott Nevertire Solar Pty Ltd as Trustee for the Elliott Nevertire Trust	18/02/2019	Nevertire Solar Farm	NSW1	Generator	Market Semi-Scheduled	Solar	Photovoltaic tracking flat panel	132
EnergyAustralia Yallourn Pty Ltd	11/12/2018	Hallett Power Station	SA1	Generator	Market Scheduled	Natural Gas	Natural Gas	269
Granville Harbour Operations Pty Ltd as Trustee for Granville Harbour Operations Trust	1/07/2019	Granville Harbour Wind Farm	TAS1	Generator	Market Semi-Scheduled	Wind	Wind	111.6
Hanwha Energy Retail Australia Pty Ltd	12/04/2019			Customer	Market Customer
Kennedy Energy Park Pty Ltd	30/07/2018	Kennedy Energy Park	QLD1	Generator	Market Semi-Scheduled	Wind, Solar	Wind, Solar
Kennedy Energy Park Pty Ltd	30/07/2018	Kennedy Energy Park	QLD1	Contingency FCAS	Raise and Lower Services	Battery	Battery
Kennedy Energy Park Pty Ltd	30/07/2018	Kennedy Energy Park	QLD1	Generator	Market Non-Scheduled	Battery	Battery
Kennedy Energy Park Pty Ltd	30/07/2018	Kennedy Energy Park	QLD1	Contingency FCAS	Lower Services	Wind, Solar	Wind, Solar
Lake Bonney Wind Power Pty Ltd	3/12/2018	Lake Bonney BESS1	SA1	Generator	Market Scheduled	Battery Storage	Battery and Inverter	25
Lake Bonney Wind Power Pty Ltd	3/12/2018	Lake Bonney BESS1	SA1	Customer	Market Customer
Lal Lal Wind Farms Nom Co Pty Ltd	25/10/2018	Elaine Wind Farm	VIC1	Generator	Market Semi-Scheduled	Wind	Wind	83.6
Limondale Sun Farm Pty Ltd	12/03/2019	Limondale Solar Farm 1	NSW1	Generator	Market Semi-Scheduled	Solar	Solar	275
Limondale Sun Farm Pty Ltd	27/11/2018	Limondale Solar Farm 2	NSW1	Generator	Market Semi-Scheduled	Solar	Solar	43
Lincoln Gap Wind Farm (Operations) Pty Ltd	6/05/2019	Linclon Gap Battery Storage Load 1	SA1	Generator	Market Scheduled, FCAS	Battery	Battery	10
Lincoln Gap Wind Farm (Operations) Pty Ltd	8/05/2019	Linclon Gap Battery Storage Load 1	SA1	Customer	Battery	Battery	Battery	10
Localvolts Pty Ltd	21/06/2017		NSW1	Customer	Retailer
Moorabool Wind Farm Interface Company Pty Ltd	17/10/2018	Moorabool Wind Farm	VIC1	Generator	Market Semi-Scheduled	Wind	Wind	312
MP Tableland Green Power Pty Ltd	5/07/2018	Tableland Mill	QLD1	Generator	Non-Market Non-Scheduled	Biomass	Bagasse	24
Ovo Energy Pty. Ltd.	6/05/2019			Customer	Retailer
Sunraysia Solar Solar Project as trustee for the Sunraysia Solar Project Trust	27/03/2019	Sunraysia Solar Farm	NSW1	Generator	Market Semi-Scheduled	Solar	Solar	228.8
Synergen Power Pty Limited	29/03/2019			Customer	Market Customer			200
The University of Queensland	12/04/2019	Warwick Solar Farm 1	QLD1	Generator	Market Semi-Scheduled	Solar	Solar	39.3
The University of Queensland	12/04/2019	Warwick Solar Farm 2	QLD1	Generator	Market Semi-Scheduled	Solar	Solar	39.3
Wild Cattle Hill Pty Ltd	22/02/2019	Cattle Hill Wind Farm	TAS1	Generator	Market Semi-Scheduled	Wind	Wind	148.4
Yarranlea Solar Pty Ltd	8/03/2019	Yarranlea Solar Farm	QLD1	Generator	Market Semi-Scheduled	Solar	Solar	121
Yatpool Sun Farm Pty Ltd	4/02/2019	Yatpool Solar Farm	VIC1	Generator	Market Semi-Scheduled	Solar	Solar	94
Y.E.S. (Aust) Pty Ltd	12/06/2018		SA1	Customer	Market Customer
Y.E.S. Energy (SA) Pty Ltd	16/08/2018		SA1	Customer	Market Customer

## Ceasing Registration
Registered Participant	ABN	Category of Participant	Facility	Units	Region	Type	Capacity	Time	Notice of Expected Closure Date (Rule Clause 2.10.1)
Adani Mining Pty Ltd	27 145 455 205	Intending						3/02/2017
AGL Energy Services (Queensland) Pty Limited	80 104 759 471	Generator	Roghan Road Power Station					30/04/2010
AGL Hydro Partnership	86 076 691 481	Generator	Oakey Power Station	1-2	QLD1	Market Scheduled		1/01/2015
AGL Sales (Queensland Electricity) Pty Limited	66 078 875 902	Generator	KRC Cogeneration Plant Power Station	3	QLD1	Market Non-Scheduled		14/12/2012
AGL Sales (Queensland Electricity) Pty Limited	66 078 875 902	Generator	German Creek Waste Coal Miine Power Station	1-16	QLD1	Market Non-Scheduled		1/01/2013
AGL Sales (Queensland Electricity) Pty Limited	66 078 875 902	Generator	Grange Avenue Landfill Gas Power Station	1-2	NSW1	Market Non-Scheduled		1/08/2013
AGL Sales (Queensland Electricity) Pty Limited	66 078 875 902	Generator	Jacks Gully Landfill Gas Power Station	1-2	NSW1	Market Non-Scheduled		1/08/2013
AGL Sales (Queensland Electricity) Pty Limited	66 078 875 902	Generator	Brooklyn Landfill Gas Power Station	1-3	VIC1	Market Non-Scheduled		8/11/2013
AGL Southern Hydro (NSW) Pty Ltd	73 056 452 601	Generator	Burrendong Hydro Power Station	1	NSW1	Non-market, Non-Scheduled		7/12/2012
AGL Southern Hydro (NSW) Pty Ltd	73 056 452 601	Generator	Copeton Hydro Power Station	1	NSW1	Non-market, Non-Scheduled		24/12/2012
AGL Southern Hydro (NSW) Pty Ltd	73 056 452 601	Generator	Glenbawn Hydro Power Station	1	NSW1	Non-market, Non-Scheduled		24/12/2012
AGL Southern Hydro (NSW) Pty Ltd	73 056 452 601	Generator	Yarrawonga Power Station	1-2	VIC1	Non Market, Non-Scheduled		1/07/2013
Alcoa of Australia Limited	93 004 879 298	Generator	Anglesea Power Station	4		Market Scheduled		1/09/2015
Alinta EATM Pty Ltd	70 083 050 168	Generator, Trader						10/01/2010
Apex Energy N L	40 097 997 914	Intending						3/02/2017
Aurora Energy Pty Ltd	85 082 464 622	Network Service Provider	Tasmanian Networks Pty Ltd		TAS1	NSP, Distribution, Metering Data Provider & Metering Provider		1/07/2014
Ausgrid	67 505 337 385	Generator	Mornington Waste Disposal	1	VIC1	Market Non-Scheduled		1/07/2011
Ausgrid	67 505 337 385	Generator	Woodlawn Bioreactor	1-6	NSW1	Market Non-Scheduled		1/07/2011
Ausgrid	67 505 337 385	Generator	Wyndham Waste Disposal	1	VIC1	Market Non-Scheduled		1/07/2011
Australian Power and Gas (NSW) Pty Ltd	95 116 613 435	Customer						16/05/2012
Australian Power and Gas Pty Limited	26 118 609 813	Market Customer						21/01/2016
Balfour Beatty Investments Australia Pty Limited	94 166 345 017	Intending						3/02/2017
Barclays Bank PLC	86 062 449 585	Trader						18/03/2014
Bell Bay Power Pty Ltd	52 097 079 331	Generator						14/11/2009
Boreas Wind Group (Australia) Pty Ltd	64 148 173 353	Intending						3/02/2017
BP Energy Asia Pte Limited	77 549 205 033	Trader						4/04/2013
BP Solar Pty Ltd	52 094 827 531	Intending						19/03/2013
C S Energy Limited	54 078 848 745	Generator	Callide A Power Station	2	QLD1	Market Scheduled		17/05/2011
C S Energy Limited	54 078 848 745	Generator	Swanbank B Power Station	2 & 4	QLD1	Market Scheduled		1/07/2011
C S Energy Limited	54 078 848 745	Generator	Swanbank B Power Station	1 & 3	QLD1	Market Scheduled		1/07/2011
C S Energy Limited	54 078 848 745	Generator	Swanbank Power Station E	1	QLD1	Market Scheduled		1/07/2011
C S Energy Limited	54 078 848 745	Generator	Collinsville Power Station	1	QLD1	Market Scheduled		1/07/2011
CBD Energy Limited	88 010 966 793	Intending						1/12/2014
CitiPower Pty	76 064 651 056	Customer						4/04/2011
CSR Limited	90 000 001 276	Generator	Invicta Sugar Mill		QLD1	Market Non-Scheduled		16/05/2013
CuString Pty Ltd	47 137 531 054	Intending						19/08/2011
Delta Electricity	67 139 819 642	Generator	Condong Power Station	1	NSW1	Market Non-Scheduled		8/11/2013
Delta Electricity	67 139 819 642	Generator	Broadwater Power Station	1-2	NSW1	Market Non-Scheduled		8/11/2013
Delta Electricity	67 139 819 642	Generator	Munmorah Power Station	4	NSW1	Market Scheduled		29/05/2014
Delta Electricity	67 139 819 642		Munmorah Power Station	3	NSW1	Market Scheduled		29/05/2014
EDL Group Operations Pty Ltd	39 055 555 416	Generator	Claytons Landfill Gas Power Station	1-11	VIC1	Market Non-Scheduled		8/11/2013
EDL LFG (SA) Pty Limited	21 055 640 321	Generator	Pedler Creek Landfill Gas Power Station	1-3	SA1	Market Non-Scheduled		25/07/2017
EDL LFG (SA) Pty Ltd	21 055 640 321	Generator	Highbury Landfill Gas Power Station Unit 1	1	SA1	Market Non-Scheduled		19/06/2016
EDL LFG (SA) Pty Ltd	21 055 640 321	Generator	Tea Tree Gully Landfill Gas Power Station Unit 1	1	SA1	Market Non-Scheduled		19/06/2016
Electrade II Pty Limited	40 127 459 563	Trader						9/11/2012
Energy Brix Australia Corporation Pty Ltd	79 074 736 833	Market Customer, Generator	Energy Brix Complex Power Station	1-3	VIC1	Market Scheduled		14/03/2016
EnergyAustralia Pty Ltd	99 086 014 968	Generator	Waterloo Wind Farm	1-37	SA1	Market Semi-Scheduled		2/11/2012
EnergyAustralia Pty Ltd	99 086 014 968	Generator	Wallerawang C Power Station	7	NSW1	Market Scheduled		20/06/2014
EnergyAustralia Pty Ltd	99 086 014 968	Generator	Wallerawang C Power Station	8	NSW1	Market Scheduled		30/12/2014
EnerNOC Pty Ltd	49 104 710 278	Generator	Symex Power Plant	1	VIC1	Market Non-Scheduled		30/11/2012
EnerNOC Pty Ltd	49 104 710 278	Generator	Amcor Glass, Gawler Plant	1-3	SA1	Market Non-Scheduled		31/12/2015
EnerNOC Pty Ltd	49 104 710 278	Generator	Blue Lake Milling Power Plant	1	SA1	Market Non-Scheduled	0.5	12/03/2018
EnerNOC Pty Ltd	49 104 710 278	Generator	Bankstown Sports Club Plant Units	1-2	NSW1	Market Non-Scheduled	2	12/03/2018
Eraring Energy	31 357 688 069	Generator	Warragamba Power Station	1	NSW1	Market Non-Scheduled		19/07/2013
Eraring Energy	31 357 688 069	Generator	Hume (NSW) Hydro Power Station	1-2	NSW1	Market Scheduled		2/08/2013
Eraring Energy	31 357 688 069	Generator	Hume (Vic) Hydro Power Station	1-2	VIC1	Market Non-Scheduled		2/08/2013
Eraring Energy	31 357 688 069	Generator	Brown Mountain Hydro Power Station	1-6	NSW1	Market Non-Scheduled		2/08/2013
Eraring Energy	31 357 688 069	Generator	Keepit Hydro Power Station	1	NSW1	Market Non-Scheduled		2/08/2013
Eraring Energy	31 357 688 069	Generator	Burrinjuck Mountain Hydro Power Station	3-5	NSW1	Market Non-Scheduled		2/08/2013
ERM Land Holdings Pty Ltd	40 083 762 056	Intending						8/09/2009
Essential Energy	37 428 185 226	Generator	Rochedale Renewable Energy Facility Units	1-4	QLD1	Market Non-Scheduled		23/09/2011
Essential Energy	37 428 185 226	Generator	Whitwood Road Power Station	1	QLD1	Market Non-Scheduled		23/09/2011
Essential Energy	37 428 185 226	Generator	Wonthaggie Wind Farm	1-6	VIC1	Market Non-Scheduled		10/05/2012
Essential Energy	37 428 185 226	Generator	Lucas Heights II Stage 2	1-4	NSW1	Market Non-Scheduled		10/05/2012
Essential Energy	37 428 185 226	Generator	Lake Bonney Wind Farm	1-46	SA1	Market Non-Scheduled		10/05/2012
Essential Energy	37 428 185 226	Generator	Oaky Creek Mine Power Station	1-16	QLD1	Market Non-Scheduled		4/10/2013
Essential Energy	37 428 185 226	Generator	Daandine Power Station	1-11	QLD1	Market Non-Scheduled		4/10/2013
Essential Energy	37 428 185 226	Generator	Teralba Power Station	1-8	NSW1	Market Non-Scheduled		1/01/2014
First Solar (Australia) Pty Ltd	66 141 686 946	Intending						11/04/2019
Flinders Operating Services Pty Ltd	36 094 130 837	Generator	Northern Power Station	1-2	SA1	Market Scheduled		1/09/2016
Flinders Operating Services Pty Ltd	36 094 130 837	Generator	Playford B Power Station	1-4	SA1	Market Scheduled		1/09/2016
Gannawarra Solar Farm Pty Ltd	33 615 736 895	Intending	Gannawarra Solar Farm Units	1-22	VIC1			20/03/2018
Green State Power Pty Ltd	145 051 994	Intending						19/03/2013
Green State Power Pty Ltd	52 163 839 147	Generator	Burrinjuck Hydro Power Station	3, 4 & 5	NSW1	Market Non-Scheduled		18/07/2014
Green State Power Pty Ltd	52 163 839 147	Generator	Hume (NSW) Hydro Power Station	1-2	NSW1	Market Scheduled		18/07/2014
Green State Power Pty Ltd	52 163 839 147	Generator	Keepit Hydro Power Station	1	NSW1	Market Non-Scheduled		18/07/2014
Green State Power Pty Ltd	52 163 839 147	Generator	Hume (Vic) Hydro Power Station	1-2	VIC1	Market Scheduled		18/07/2014
Green State Power Pty Ltd	52 163 839 147	Generator	Brown Mountain Hydro Power Station		NSW1	Market Non-Scheduled		8/12/2014
Gullen Range Wind Farm Pty Ltd	81 129 017 787	Network Service Provider	Gullen Range Wind Farm	1-73	NSW1	Market Semi-Scheduled		11/07/2014
Hazelwood Power Partnership (Trading as Hazelwood Power)	40 924 759 557	Generator	Hazelwood Power Station	1-8	VIC1	Market Scheduled		1/04/2017
Hydro-Electric Corporation	48 072 377 158	Generator	Bell Bay Diesel Generator		TAS1	Market Non-Scheduled		23/08/2016
Hydro-Electric Corporation trading as Hydro Tasmania	48 072 377 158	Generator	Terminal Storage Mini Hydro Power Station	1	SA1	Market Non-Scheduled		14/09/2017
IMC Pacific Pty Ltd	89 099 273 846	Trader						22/03/2011
Independent Electricity Retail Solutions Pty Ltd	47 107 316 423	Customer						6/08/2011
Investec Bank (Australia) Limited	55 071 292 594	Intending						8/08/2009
LMS Energy Pty Ltd	39 059 428 474	Generator	Hallam Road Renewable Energy Facility	1-8	VIC1	Market Non-Scheduled		12/06/2013
Lumo Energy (SA) Pty Ltd	61 114 356 697	Generator	Hunter Economic Zone	1-16	NSW1	Market Non-Scheduled Generator		28/10/2016
Lumo Energy Australia Pty Ltd	69 100 528 327	Generator	Hallam Road Renewable Energy Facility	1-8	VIC1	Market Non-Scheduled		16/11/2019*
Lumo Energy Australia Pty Ltd	69 100 528 327	Generator	Wollert Renewable Energy Facility	1-7	VIC1	Market Non-Scheduled		16/11/2019*
Lumo Generation SA Pty Ltd	87 115 291 042	Generator	Awaba Power Station		NSW1	Market Non-Scheduled		16/11/2019*
Lumo Generation SA Pty Ltd	87 115 291 042	Generator	Remount Power Station	1-2	TAS1	Market Non-Scheduled		16/11/2019*
Macquarie Generation	18 402 904 344	Generator	Liddell Power Station		NSW1	Market Scheduled		3/09/2014
Macquarie Generation	18 402 904 344	Generator	Hunter Valley Gas Turbines		NSW1	Market Scheduled		3/09/2014
Macquarie Generation	18 402 904 344	Generator	Bayswater Power Station		NSW1	Market Scheduled		3/09/2014
Macquarie Generation	18 402 904 344	Market Customer			NSW1			3/09/2014
Merrill Lynch Commodities (Europe) Limited	17 571 601 210	Trader						29/07/2011
Mt Hope Family Trust & B.L Welsh & J.M Welsh & M.F Welsh as a Family Partnership trading as MF Welsh & Co	74 374 972 205	Intending						3/02/2017
N.P. Power Pty Ltd	82 094 423 006	Intending						3/02/2017
Origin Energy Electricity Limited	33 071 052 287	Generator	Lucas Heights II Stage 2	1-4	NSW1	Market Non-Scheduled		1/01/2013
RATCH-Australia Collinsville Pty Limited	84 058 436 847	Generator	Collinsville Power Station	1-5	QLD1	Market Scheduled		1/01/2013
Recurrent Energy Australia Pty Ltd	61 156 635 415	Intending						5/08/2014
Redbank Project Pty Limited	34 075 222 561	Generator				Market Scheduled		13/10/2015
Renewable Power Ventures Pty Ltd	25 102 696 159	Intending						28/08/2009
RES Southern Cross Pty Limited	79 106 640 206	Intending						21/03/2013
Rocky Point Power Project Pty Ltd	21 117 462 889	Generator	Rocky Point Cogeneration Plant		QLD1	Market Non-Scheduled		22/08/2013
SA Power Networks	13 332 330 749	Market Customer			SA1			1/12/2017
Santos (TGR) Pty Ltd	29 098 099 908	Intending						3/02/2017
Secure Energy Pty Ltd	83 124 703 224	Generator	Southbank Institute of Technology	1	QLD1	Market Non-Scheduled		12/07/2019
Societe Generale	71 092 516 286	Trader						10/02/2011
Stanwell Corporation Limited	37 078 848 674	Generator	Gladstone Power Station	1-6	QLD1	Market Scheduled		1/07/2011
Stanwell Corporation Limited	37 078 848 674	Generator	Swanbank B Power Station	1 & 3	QLD1	Market Scheduled		13/08/2013
Stanwell Corporation Limited	37 078 848 674	Generator	Mackay Gas Turbine	1	QLD1	Market Scheduled			1/04/2021
State Electricity Commission Victoria (SECV)	58 155 836 293	Generator, Market Customer	Anglesea Power Station, Point Henry Smelter	1	VIC1	Market Scheduled		1/08/2014
Tarong Energy Corporation Limited	52 078 848 736	Generator	Tarong North Power Station	1	QLD1	Market Scheduled		1/07/2011
Tarong Energy Corporation Limited	52 078 848 736	Generator	Tarong Power Station	1-4	QLD1	Market Scheduled		1/07/2011
Tarong Energy Corporation Limited	52 078 848 736	Generator	Wivenhoe Power Station	1-2	QLD1	Market Scheduled		1/07/2011
Tarong Energy Corporation Limited	52 078 848 736	Generator	Tarong Gas Turbine	1	QLD1	Market Scheduled		1/07/2011
Tarong Energy Corporation Limited	52 078 848 736	Customer						31/01/2012
Transend Networks Pty Ltd	57 082 586 892	Generator	Transend Networks transmission system		TAS1	NSP, Transmission & Special Participant, System Operator		1/07/2014
TRUenergy Pty Ltd	99 086 014 968	Generator	Hallett Power Station	1-3	SA1	Market Scheduled		23/12/2010
Utilities Management Pty Ltd	25 090 664 878	NSP	SA Distribution Network		SA1	Network		10/05/2009
Valley Power Pty Ltd	16 083 964 407	Generator	Valley Power Peaking Facility	1-6	VIC1	Market Scheduled		1/02/2012
Waterloo Wind Farm Pty Ltd	87 113 160 731	Intending						16/12/2010
ZeroGen Pty Ltd	25 118 696 932	Intending						16/12/2010
EDL LFG (QLD) Pty Ltd	21 071 089 579	Generator	Roghan Road LFG Power Plant	1	QLD1	Market Non-Scheduled		26/07/2019

*The day after the final settlement revision

## Generators and Scheduled Loads
Participant	Station Name	Region	Dispatch Type	Category	Classification	Fuel Source - Primary	Fuel Source - Descriptor	Technology Type - Primary	Technology Type - Descriptor	Physical Unit No.	Unit Size (MW)	Aggregation	DUID	Reg Cap (MW)	Max Cap (MW)	Max ROC/Min
AGL Hydro Partnership	Agl Kemps Creek	NSW1	Generator	Market	Non-Scheduled	Renewable/ Biomass / Waste	Landfill Methane / Landfill Gas	Combustion	Compression Reciprocating Engine	1-2	0.5	Y	AGLSITA1	1	2	0
Snowy Hydro Limited	Angaston Power Station	SA1	Generator	Market	Scheduled	Fossil	Diesel	Combustion	Compression Reciprocating Engine	1-18	1.667	Y	ANGAST1	50	50	14
Stanwell Corporation Limited	Appin Power Plant	NSW1	Generator	Market	Non-Scheduled	Fossil	Waste Coal Mine Gas	Combustion	Spark Ignition Reciprocating Engine	1-54	1.03	N	APPIN	55.6	55	0
Ararat Wind Farm Pty Ltd	Ararat Wind Farm	VIC1	Generator	Market	Semi-Scheduled	Wind	Wind	Renewable	Wind - Onshore	1-31	3.23	Y	ARWF1	241.59	241	50
Ararat Wind Farm Pty Ltd	Ararat Wind Farm	VIC1	Generator	Market	Semi-Scheduled	Wind	Wind	Renewable	Wind - Onshore	32	2.57	Y	ARWF1	-	-	-
Ararat Wind Farm Pty Ltd	Ararat Wind Farm	VIC1	Generator	Market	Semi-Scheduled	Wind	Wind	Renewable	Wind - Onshore	33-75	3.23	Y	ARWF1	-	-	-
AETV Pty Ltd	Bairnsdale Power Station	VIC1	Generator	Market	Scheduled	Fossil	Natural Gas	Combustion	Open Cycle Gas turbines (OCGT)	1	47	Y	BDL01	47	47	4
AETV Pty Ltd	Bairnsdale Power Station	VIC1	Generator	Market	Scheduled	Fossil	Natural Gas	Combustion	Open Cycle Gas turbines (OCGT)	2	47	Y	BDL02	47	47	4
Diamond Energy Pty Ltd	Baking Board Solar Farm	QLD1	Generator	Market	Non-Scheduled	Solar	Solar	Renewable	Photovoltaic Tracking Flat panel	1-7	2.5	Y	BAKING1	17	14	1000
Alinta Energy Retail Sales Pty Ltd	Bald Hills Wind Farm	VIC1	Generator	Market	Semi-Scheduled	Wind	Wind	Renewable	Wind - Onshore	1-52	2.05	Y	BALDHWF1	106.6	106	600
Enel X Australia Pty Ltd	Ballarat Base Hospital Plant	VIC1	Generator	Market	Non-Scheduled	Fossil	Natural Gas	Combustion	Compression Reciprocating Engine	1-2	1	N	BBASEHOS	3	3	1
Enel X Australia Pty Ltd	Ballarat Base Hospital Plant	VIC1	Generator	Market	Non-Scheduled	Fossil	Diesel	Combustion	Compression Reciprocating Engine	3	1	N	BBASEHOS	-	-	-
EnergyAustralia Pty Ltd	Ballarat Battery Energy Storage System	VIC1	Generator	Market	Scheduled	Battery storage	Grid	Storage	Battery	1-17	1.764	Y	BALBG1	30	30	360
EnergyAustralia Pty Ltd	Ballarat Battery Energy Storage System	VIC1	Load	Market	Scheduled	-	-	Storage	Battery	1-17	1.764	Y	BALBL1	30	30	360
AGL Hydro Partnership	Banimboola Power Station	VIC1	Generator	Market	Non-Scheduled	Hydro	Water	Renewable	Hydro - Gravity	1-2	5.3	Y	BAPS	12.85	13
AGL Hydro Partnership	Banimboola Power Station	VIC1	Generator	Market	Non-Scheduled	Hydro	Water	Renewable	Hydro - Gravity	3	2.25	Y	BAPS	-	-	-
Alinta Energy Retail Sales Pty Ltd	Bannerton Solar Park	VIC1	Generator	Market	Semi-Scheduled	Solar	Solar	Renewable	Photovoltaic Tracking Flat panel	1-40	2.5	Y	BANN1	100	88	17
Ergon Energy Queensland Pty Ltd	Barcaldine Power Station	QLD1	Generator	Market	Scheduled	Fossil	Natural Gas	Combustion	Combined Cycle Gas Turbine (CCGT)	1	37	Y	BARCALDN	37	37	3
Diamond Energy Pty Ltd	Barcaldine Solar Farm	QLD1	Generator	Market	Non-Scheduled	Solar	Solar	Renewable	Photovoltaic Tracking Flat panel	1-2	10	Y	BARCSF1	20	20	0
Stanwell Corporation Limited	Barron Gorge Power Station	QLD1	Generator	Market	Scheduled	Hydro	Water	Renewable	Run of River	1	30	Y	BARRON-1	30	33	4
Stanwell Corporation Limited	Barron Gorge Power Station	QLD1	Generator	Market	Scheduled	Hydro	Water	Renewable	Run of River	2	30	Y	BARRON-2	30	33	4
Basslink Pty Ltd	Basslink HVDC Link	TAS1	Generator	Market	Non-Scheduled					1	480	N	BLNKTAS	478	478
Basslink Pty Ltd	Basslink HVDC Link	VIC1	Generator	Market	Non-Scheduled					1	600	N	BLNKVIC	594	594
Hydro-Electric Corporation	Bastyan Power Station	TAS1	Generator	Market	Scheduled	Hydro	Water	Renewable	Hydro - Gravity	1	79.9	Y	BASTYAN	79.9	88	40
AGL Macquarie Pty Limited	Bayswater Power Station	NSW1	Generator	Market	Scheduled	Fossil	Black Coal	Combustion	Steam Sub-Critical	1	660	Y	BW01	660	700	140
AGL Macquarie Pty Limited	Bayswater Power Station	NSW1	Generator	Market	Scheduled	Fossil	Black Coal	Combustion	Steam Sub-Critical	2	660	Y	BW02	660	700	140
AGL Macquarie Pty Limited	Bayswater Power Station	NSW1	Generator	Market	Scheduled	Fossil	Black Coal	Combustion	Steam Sub-Critical	3	660	Y	BW03	660	700	140
AGL Macquarie Pty Limited	Bayswater Power Station	NSW1	Generator	Market	Scheduled	Fossil	Black Coal	Combustion	Steam Sub-Critical	4	660	Y	BW04	660	700	140
AETV Pty Ltd	Bell Bay Three Power Station	TAS1	Generator	Market	Scheduled	Fossil	Natural Gas	Combustion	Open Cycle Gas turbines (OCGT)	1	35	Y	BBTHREE1	35	49	10
AETV Pty Ltd	Bell Bay Three Power Station	TAS1	Generator	Market	Scheduled	Fossil	Natural Gas	Combustion	Open Cycle Gas turbines (OCGT)	2	35	Y	BBTHREE2	35	49	10
AETV Pty Ltd	Bell Bay Three Power Station	TAS1	Generator	Market	Scheduled	Fossil	Natural Gas	Combustion	Open Cycle Gas turbines (OCGT)	3	35	Y	BBTHREE3	35	49	10
AETV Pty Ltd	Bell Bay Three Power Station	TAS1	Generator	Market	Scheduled	Fossil	Natural Gas	Combustion	Open Cycle Gas turbines (OCGT)	1	58	Y	TVPP104	58	58	10
EDL Group Operations Pty Ltd	Berwick Power Plant	VIC1	Generator	Non-Market	Non-Scheduled	Renewable/ Biomass / Waste	Landfill Methane / Landfill Gas	Combustion	Spark Ignition Reciprocating Engine	1-5	1.44	N	-	7.2	7
FS NSW Project No 1 At Pty Ltd as trustee for the FS NSW Project No 1 Asset Trust	Beryl Solar Farm, Units 1-60	NSW1	Generator	Market	Semi-Scheduled	Solar	Solar	Renewable	Photovoltaic Tracking Flat panel	1-60	1.64	Y	BERYLSF1	98	87	88
Snowy Hydro Limited	Blowering Power Station	NSW1	Generator	Market	Scheduled	Hydro	Water	Renewable	Hydro - Gravity	1	70	Y	BLOWERNG	80	80	10
Boco Rock Wind Farm Pty Ltd	Boco Rock Wind Farm	NSW1	Generator	Market	Semi-Scheduled	Wind	Wind	Renewable	Wind - Onshore	1-58	1.7	N	BOCORWF1	113.18	113	201
Boco Rock Wind Farm Pty Ltd	Boco Rock Wind Farm	NSW1	Generator	Market	Semi-Scheduled	Wind	Wind	Renewable	Wind - Onshore	59-67	1.62	N	BOCORWF1	-	-	-
Bodangora Wind Farm Pty Limited	Bodangora Wind Farm	NSW1	Generator	Market	Semi-Scheduled	Wind	Wind	Renewable	Wind - Onshore	1-33	3.43	Y	BODWF1	113.19	111	50
AGL Hydro Partnership	Bogong / Mackay Power Station	VIC1	Generator	Market	Scheduled	Hydro	Water	Renewable	Hydro - Gravity	1-3	26.7	Y	MCKAY1	-	-	-
AGL Hydro Partnership	Bogong / Mackay Power Station	VIC1	Generator	Market	Scheduled	Hydro	Water	Renewable	Hydro - Gravity	1-2	74	Y	MCKAY1	300	300	60
Arrow Southern Generation Pty Ltd And Arrow Braemar 2 Pty Ltd	Braemar 2 Power Station	QLD1	Generator	Market	Scheduled	Fossil	Coal Seam Methane	Combustion	Open Cycle Gas turbines (OCGT)	5	173	Y	BRAEMAR5	173	173	35
Arrow Southern Generation Pty Ltd And Arrow Braemar 2 Pty Ltd	Braemar 2 Power Station	QLD1	Generator	Market	Scheduled	Fossil	Coal Seam Methane	Combustion	Open Cycle Gas turbines (OCGT)	6	173	Y	BRAEMAR6	173	173	35
Arrow Southern Generation Pty Ltd And Arrow Braemar 2 Pty Ltd	Braemar 2 Power Station	QLD1	Generator	Market	Scheduled	Fossil	Coal Seam Methane	Combustion	Open Cycle Gas turbines (OCGT)	7	173	Y	BRAEMAR7	173	173	35
Braemar Power Project Pty Ltd	Braemar Power Station	QLD1	Generator	Market	Scheduled	Fossil	Coal Seam Methane	Combustion	Open Cycle Gas turbines (OCGT)	1	168	Y	BRAEMAR1	168	173	43
Braemar Power Project Pty Ltd	Braemar Power Station	QLD1	Generator	Market	Scheduled	Fossil	Coal Seam Methane	Combustion	Open Cycle Gas turbines (OCGT)	2	168	Y	BRAEMAR2	168	173	43
Braemar Power Project Pty Ltd	Braemar Power Station	QLD1	Generator	Market	Scheduled	Fossil	Coal Seam Methane	Combustion	Open Cycle Gas turbines (OCGT)	3	168	Y	BRAEMAR3	168	173	43
EDL LFG (Vic) Pty Ltd	Broadmeadows Landfill Gas Power Station	VIC1	Generator	Market	Non-Scheduled	Renewable/ Biomass / Waste	Landfill Methane / Landfill Gas	Combustion	Spark Ignition Reciprocating Engine	1-5	1	N	BROADMDW	5	5	0
Cape Byron Management Pty Ltd	Broadwater Power Station	NSW1	Generator	Market	Non-Scheduled	Renewable/ Biomass / Waste	Bagasse	Combustion	Steam Sub-Critical	1	30	N	BWTR1	38	38	0
Cape Byron Management Pty Ltd	Broadwater Power Station	NSW1	Generator	Market	Non-Scheduled	Renewable/ Biomass / Waste	Bagasse	Combustion	Steam Sub-Critical	2	8	N	BWTR1	-	-	-
Essential Energy	Broken Hill Gas Turbines	NSW1	Generator	Market	Non-Scheduled	Fossil	Diesel	Combustion	Open Cycle Gas turbines (OCGT)	1-2	25	N	GB01	50	50	0
AGL Hydro Partnership	Broken Hill Solar Plant	NSW1	Generator	Market	Semi-Scheduled	Solar	Solar	Renewable	Photovoltaic Flat panel	1-80	0.672	N	BROKENH1	53.76	53	20
EDL LFG (Vic) Pty Ltd	Brooklyn LFG U1-3	VIC1	Generator	Market	Non-Scheduled	Renewable/ Biomass / Waste	Landfill Methane / Landfill Gas	Combustion	Spark Ignition Reciprocating Engine	1	1.15	N	BROOKLYN	2.83	3	0
EDL LFG (Vic) Pty Ltd	Brooklyn LFG U1-3	VIC1	Generator	Market	Non-Scheduled	Renewable/ Biomass / Waste	Landfill Methane / Landfill Gas	Combustion	Spark Ignition Reciprocating Engine	2	1.03	N	BROOKLYN	-	-	-
EDL LFG (Vic) Pty Ltd	Brooklyn LFG U1-3	VIC1	Generator	Market	Non-Scheduled	Renewable/ Biomass / Waste	Landfill Methane / Landfill Gas	Combustion	Spark Ignition Reciprocating Engine	3	0.65	N	BROOKLYN	-	-	-
Hydro Power Pty Limited	Brown Mountain Hydro Power Station	NSW1	Generator	Market	Non-Scheduled	Hydro	Water	Renewable	Hydro - Gravity	1	0.5	Y	BROWNMT	5	6	0
Hydro Power Pty Limited	Brown Mountain Hydro Power Station	NSW1	Generator	Market	Non-Scheduled	Hydro	Water	Renewable	Hydro - Gravity	2-3	0.75	Y	BROWNMT	-	-	-
Hydro Power Pty Limited	Brown Mountain Hydro Power Station	NSW1	Generator	Market	Non-Scheduled	Hydro	Water	Renewable	Hydro - Gravity	4-5	1	Y	BROWNMT	-	-	-
Hydro Power Pty Limited	Brown Mountain Hydro Power Station	NSW1	Generator	Market	Non-Scheduled	Hydro	Water	Renewable	Hydro - Gravity	6	4.2	Y	BROWNMT	-	-	-
EDL LFG (Qld) Pty Ltd	Browns Plains Landfill Gas PS	QLD1	Generator	Market	Non-Scheduled	Renewable/ Biomass / Waste	Landfill Methane / Landfill Gas	Combustion	Spark Ignition Reciprocating Engine	1-2	1	N	BPLANDF1	2	2	1
Origin Energy Uranquinty Power Pty Ltd	Bungala One Solar Farm	SA1	Generator	Market	Semi-Scheduled	Solar	Solar	Renewable	Photovoltaic Tracking Flat panel	54	2.5	Y	BNGSF1	135	110	25
Origin Energy Uranquinty Power Pty Ltd	Bungala Two Solar Farm	SA1	Generator	Market	Semi-Scheduled	Solar	Solar	Renewable	Photovoltaic Tracking Flat panel	54	2.5	Y	BNGSF2	135	110	25
AGL Hydro Partnership	Burrendong Hydro Power Station	NSW1	Generator	Market	Non-Scheduled	Hydro	Water	Renewable	Hydro - Gravity	1	19	N	BDONGHYD	19	19	0
GSP Energy Pty Ltd	Burrinjuck Hydro Power Station	NSW1	Generator	Market	Non-Scheduled	Hydro	Water	Renewable	Hydro - Gravity	3-4	5.7	N	BURRIN	27	28
GSP Energy Pty Ltd	Burrinjuck Hydro Power Station	NSW1	Generator	Market	Non-Scheduled	Hydro	Water	Renewable	Hydro - Gravity	5	15.4	N	BURRIN	-	-	-
Hydro-Electric Corporation	Butlers Gorge Power Station	TAS1	Generator	Market	Non-Scheduled	Hydro	Water	Renewable	Hydro - Gravity	1	14.4	N	BUTLERSG	14.4	15
Callide Power Trading Pty Limited	Callide C Nett Off	QLD1	Generator	Market	Scheduled	Fossil	Black Coal	Combustion	Steam Super Critical	3	420	Y	CPP_3	420	420	84
Callide Power Trading Pty Limited	Callide C Nett Off	QLD1	Generator	Market	Scheduled	Fossil	Black Coal	Combustion	Steam Super Critical	4	420	Y	CPP_4	420	420	84
CS Energy Limited	Callide Power Station	QLD1	Generator	Non-Market	Non-Scheduled	Fossil	Black Coal	Combustion	Steam Sub-Critical	2	30	N	-	30	30	0
CS Energy Limited	Callide Power Station	QLD1	Generator	Market	Non-Scheduled	Fossil	Black Coal	Combustion	Steam Sub-Critical	2	30	N	CALL_A_4	30	30	1
CS Energy Limited	Callide Power Station	QLD1	Generator	Market	Scheduled	Fossil	Black Coal	Combustion	Steam Sub-Critical	1	350	Y	CALL_B_1	350	385	77
CS Energy Limited	Callide Power Station	QLD1	Generator	Market	Scheduled	Fossil	Black Coal	Combustion	Steam Sub-Critical	2	350	Y	CALL_B_2	350	385	77
Canunda Power Pty Ltd	Canunda Wind Farm	SA1	Generator	Market	Non-Scheduled	Wind	Wind	Renewable	Wind - Onshore	1-23	2	N	CNUNDAWF	46	46
Infigen Energy Holdings Pty Limited	Capital East Solar Farm	NSW1	Generator	Market	Non-Scheduled	Solar	Solar	Renewable	Photovoltaic Flat panel	1-2	0.013	N	CESF1	0.205	1	0
Infigen Energy Holdings Pty Limited	Capital East Solar Farm	NSW1	Generator	Market	Non-Scheduled	Solar	Solar	Renewable	Photovoltaic Flat panel	3	0.011	N	CESF1	-	-	-
Infigen Energy Holdings Pty Limited	Capital East Solar Farm	NSW1	Generator	Market	Non-Scheduled	Solar	Solar	Renewable	Photovoltaic Flat panel	4	0.168	N	CESF1	-	-	-
Infigen Energy Markets Pty Limited	Capital Wind Farm	NSW1	Generator	Market	Non-Scheduled	Wind	Wind	Renewable	Wind - Onshore	1-67	2	N	CAPTL_WF	140	140
Hydro-Electric Corporation	Catagunya / Liapootah / Wayatinah Power Station	TAS1	Generator	Market	Scheduled	Hydro	Water	Renewable	Hydro - Gravity	C 1-2	24	Y	LI_WY_CA	170.1	183	110
Hydro-Electric Corporation	Catagunya / Liapootah / Wayatinah Power Station	TAS1	Generator	Market	Scheduled	Hydro	Water	Renewable	Hydro - Gravity	L 1-3	27.9	Y	LI_WY_CA	-	-	-
Hydro-Electric Corporation	Catagunya / Liapootah / Wayatinah Power Station	TAS1	Generator	Market	Scheduled	Hydro	Water	Renewable	Hydro - Gravity	W 1-3	12.8	Y	LI_WY_CA	-	-	-
Cathedral Rocks Wind Farm Pty Ltd	Cathedral Rocks	SA1	Generator	Market	Non-Scheduled	Wind	Wind	Renewable	Wind - Onshore	1-33	2	N	CATHROCK	66	66
Hydro-Electric Corporation	Cethana Power Station	TAS1	Generator	Market	Scheduled	Hydro	Water	Renewable	Hydro - Gravity	1	85	Y	CETHANA	85	100	40
Pacific Hydro Challicum Hills Pty Ltd	Challicum Hills Wind Farm	VIC1	Generator	Market	Non-Scheduled	Wind	Wind	Renewable	Wind - Onshore	1-35	1.5	Y	CHALLHWF	52.5	52	0
AETV Pty Ltd	Chepstowe Wind Farm	VIC1	Generator	Market	Non-Scheduled	Wind	Wind	Renewable	Wind - Onshore	1-3	2.05	N	CHPSTWF1	6.15	6	0
Childers Solar Pty Ltd as the Trustee for the Childers Solar Trust	Childers Solar Farm	QLD1	Generator	Market	Semi-Scheduled	Solar	Solar	Renewable	Photovoltaic Tracking Flat panel	1-37	1.51	Y	CHILDSF1	64.38	56	192
Clare Solar Farm Pty Ltd	Clare Solar Farm	QLD1	Generator	Market	Semi-Scheduled	Solar	Solar	Renewable	Photovoltaic Tracking Flat panel	1-69	1.598	Y	CLARESF1	110.262	100	12
EDL LFG (Vic) Pty Ltd	Clayton Landfill Gas Power Station	VIC1	Generator	Market	Non-Scheduled	Renewable/ Biomass / Waste	Landfill Methane / Landfill Gas	Combustion	Spark Ignition Reciprocating Engine	1-11	1	N	CLAYTON	11	11	0
Pacific Hydro Clements Gap Pty Ltd	Clements Gap Wind Farm	SA1	Generator	Market	Semi-Scheduled	Wind	Wind	Renewable	Wind - Onshore	1-27	2	N	CLEMGPWF	57	57	30
Clermont Asset Co Pty Ltd as the Trustee for the Clermont Solar Unit Trust	Clermont Solar Farm	QLD1	Generator	Market	Semi-Scheduled	Solar	Solar	Renewable	Photovoltaic Tracking Flat panel	1-37	2.03	Y	CLERMSF1	92.5	75	90
AGL Hydro Partnership	Clover Power Station	VIC1	Generator	Market	Non-Scheduled	Hydro	Water	Renewable	Hydro - Gravity	1-2	14.5	Y	CLOVER	29	29	0
Hydro-Electric Corporation	Cluny Power Station	TAS1	Generator	Market	Non-Scheduled	Hydro	Water	Renewable	Hydro - Gravity	1	19	N	CLUNY	19	22
Energy Pacific (Vic) Pty Ltd	Codrington Wind Farm	VIC1	Generator	Market	Non-Scheduled	Wind	Wind	Renewable	Wind - Onshore	1-14	1.3	N	CODRNGTON	18.2	18	0
Coleambally Solar Pty Ltd	Coleambally Solar Farm	NSW1	Generator	Market	Semi-Scheduled	Solar	Solar	Renewable	Photovoltaic Tracking Flat panel	1-90	1.666	Y	COLEASF1	180	150	30
Braemar Power Project Pty Ltd	Collinsville Solar PV Power Station	QLD1	Generator	Market	Semi-Scheduled	Solar	Solar	Renewable	Photovoltaic Flat Panel	1-17	2.47	Y	CSPVPS1	42	40	8
Snowy Hydro Limited	Colongra Power Station	NSW1	Generator	Market	Scheduled	Fossil	Natural Gas	Combustion	Open Cycle Gas turbines (OCGT)	1	181	Y	CG1	181	181	34
Snowy Hydro Limited	Colongra Power Station	NSW1	Generator	Market	Scheduled	Fossil	Natural Gas	Combustion	Open Cycle Gas turbines (OCGT)	2	181	Y	CG2	181	181	34
Snowy Hydro Limited	Colongra Power Station	NSW1	Generator	Market	Scheduled	Fossil	Natural Gas	Combustion	Open Cycle Gas turbines (OCGT)	3	181	Y	CG3	181	181	34
Snowy Hydro Limited	Colongra Power Station	NSW1	Generator	Market	Scheduled	Fossil	Natural Gas	Combustion	Open Cycle Gas turbines (OCGT)	4	181	Y	CG4	181	181	34
QGC Sales Qld Pty Ltd	Condamine Power Station A	QLD1	Generator	Market	Scheduled	Fossil	Natural Gas	Combustion	Combined Cycle Gas Turbine (CCGT)	1-2	43	Y	CPSA	143	144	29
QGC Sales Qld Pty Ltd	Condamine Power Station A	QLD1	Generator	Market	Scheduled	Fossil	Natural Gas	Combustion	Combined Cycle Gas Turbine (CCGT)	3	57	Y	CPSA	-	-	-
Cape Byron Management Pty Ltd	Condong Power Station	NSW1	Generator	Market	Non-Scheduled	Renewable/ Biomass / Waste	Bagasse	Combustion	Steam Sub-Critical	1	30	N	CONDONG1	30	30
Coonooer Bridge Wind Farm Pty Ltd	Coonooer Bridge Wind Farm	VIC1	Generator	Market	Non-Scheduled	Wind	Wind	Renewable	Wind - Onshore	1	19.8	N	CBWF1	19.8	20	0
AGL PARF QLD Pty Limited	Coopers Gap Wind Farm	QLD1	Generator	Market	Semi-Scheduled	Wind	Wind	Renewable	Wind - Onshore	1-48	3.52	Y	COOPGWF1	174	169	100
AGL PARF QLD Pty Limited	Coopers Gap Wind Farm	QLD1	Generator	Market	Semi-Scheduled	Wind	Wind	Renewable	Wind - Onshore	49-62	3.71	Y	COOPGWF1	53	52	100
AGL PARF QLD Pty Limited	Coopers Gap Wind Farm	QLD1	Generator	Market	Semi-Scheduled	Wind	Wind	Renewable	Wind - Onshore	63-105	3.53	Y	COOPGWF1	156	152	100
AGL PARF QLD Pty Limited	Coopers Gap Wind Farm	QLD1	Generator	Market	Semi-Scheduled	Wind	Wind	Renewable	Wind - Onshore	106-123	3.72	Y	COOPGWF1	69	67	100
AGL Hydro Partnership	Copeton Hydro Power Station	NSW1	Generator	Market	Non-Scheduled	Hydro	Water	Renewable	Hydro - Gravity	1	22.5	N	COPTNHYD	22.5	23	0
EDL LFG (Vic) Pty Ltd	Corio Landfill Gas Power Station	VIC1	Generator	Market	Non-Scheduled	Renewable/ Biomass / Waste	Landfill Methane / Landfill Gas	Combustion	Spark Ignition Reciprocating Engine	1	1	N	CORIO1	1	1	0
Crookwell Development Pty Ltd	Crookwell 2 Wind Farm	NSW1	Generator	Market	Semi-Scheduled	Wind	Wind	Renewable	Wind - Onshore	1-28	3.43	Y	CROOKWF2	96.04	91	100
Pacific Hydro Crowlands Pty Ltd	Crowlands Wind Farm	VIC1	Generator	Market	Semi-Scheduled	Wind	Wind	Renewable	Wind - Onshore	1-39	2.05	Y	CROWLWF1	79.95	79	39
Cullerin Range Wind Farm Pty Ltd	Cullerin Range Wind Farm	NSW1	Generator	Market	Non-Scheduled	Wind	Wind	Renewable	Wind - Onshore	1-15	2	N	CULLRGWF	30	30
Arrow Energy Trading Pty Ltd	Daandine Power Station	QLD1	Generator	Market	Non-Scheduled	Fossil	Coal Seam Methane	Combustion	Compression Reciprocating Engine	1-11	3	N	DAANDINE	33	30	0
Greentricity Pty Ltd	Dalrymple North Battery Energy Storage System	SA1	Generator	Market	Scheduled	Battery storage	Grid	Storage	Battery	1-12	2.5	Y	DALNTH01	30	30	360
Greentricity Pty Ltd	Dalrymple North Battery Energy Storage System	SA1	Load	Market	Scheduled	-	-	Storage	Battery	1-12	2.5	Y	DALNTHL1	30	30	360
Origin Energy Electricity Limited	Darling Downs Power Station	QLD1	Generator	Market	Scheduled	Fossil	Natural Gas	Combustion	Combined Cycle Gas Turbine (CCGT)	1-3	121	Y	DDPS1	-	-	-
Darling Downs Solar Farm Pty Ltd	Darling Downs Solar Farm, Units 1-44	QLD1	Generator	Market	Semi-Scheduled	Solar	Solar	Renewable	Photovoltaic Flat Panel	1-44	2.75	Y	DDSF1	121	108	21
AGL Hydro Partnership	Dartmouth Power Station	VIC1	Generator	Market	Scheduled	Hydro	Water	Renewable	Hydro - Gravity	1	150	Y	DARTM1	185	185	60
Daydream Solar Farm Pty Ltd ATF the Daydream Solar Farm Trust	Daydream Solar Farm	QLD1	Generator	Market	Semi-Scheduled	Solar	Solar	Renewable	Photovoltaic Tracking Flat panel	1-29	2.75	Y	DAYDSF1	79.75	71.34	165
Daydream Solar Farm Pty Ltd ATF the Daydream Solar Farm Trust	Daydream Solar Farm	QLD1	Generator	Market	Semi-Scheduled	Solar	Solar	Renewable	Photovoltaic Tracking Flat panel	30-61	2.75	Y	DAYDSF2	88	78.72	165
Hydro-Electric Corporation	Devils Gate Power Station	TAS1	Generator	Market	Scheduled	Hydro	Water	Renewable	Hydro - Gravity	1	67	Y	DEVILS_G	60	67	40
Synergen Power Pty Limited	Dry Creek Gas Turbine Station	SA1	Generator	Market	Scheduled	Fossil	Natural Gas	Combustion	Open Cycle Gas turbines (OCGT)	1	52	Y	DRYCGT1	52	57	12
Synergen Power Pty Limited	Dry Creek Gas Turbine Station	SA1	Generator	Market	Scheduled	Fossil	Natural Gas	Combustion	Open Cycle Gas turbines (OCGT)	2	52	Y	DRYCGT2	52	57	12
Synergen Power Pty Limited	Dry Creek Gas Turbine Station	SA1	Generator	Market	Scheduled	Fossil	Natural Gas	Combustion	Open Cycle Gas turbines (OCGT)	3	52	Y	DRYCGT3	52	57	12
LMS Energy Pty Ltd	Eastern Creek 2 Gas Utilisation Facility	NSW1	Generator	Non-Market	Non-Scheduled					1-8	1.123	Y	-	8.984	10
EDL LFG (NSW) Pty Ltd	Eastern Creek LFG PS Units 1-4	NSW1	Generator	Market	Non-Scheduled	Renewable/ Biomass / Waste	Landfill Methane / Landfill Gas	Combustion	Spark Ignition Reciprocating Engine	1-4	1.264	N	EASTCRK	5.056	5	0
AGL Hydro Partnership	Eildon Power Station	VIC1	Generator	Market	Scheduled	Hydro	Water	Renewable	Hydro - Gravity	1	60	Y	EILDON1	60	60	20
AGL Hydro Partnership	Eildon Power Station	VIC1	Generator	Market	Scheduled	Hydro	Water	Renewable	Hydro - Gravity	1b	7.5	Y	EILDON1	-	-	-
AGL Hydro Partnership	Eildon Power Station	VIC1	Generator	Market	Scheduled	Hydro	Water	Renewable	Hydro - Gravity	2	60	Y	EILDON2	60	60	20
AGL Hydro Partnership	Eildon Power Station	VIC1	Generator	Market	Scheduled	Hydro	Water	Renewable	Hydro - Gravity	2b	7.5	Y	EILDON2	-	-	-
Pacific Hydro Investments Pty Ltd	Eildon Power Station	VIC1	Generator	Market	Non-Scheduled	Hydro	Water	Renewable	Run of River	1	4.5	N	EILDON3	4.5	5	0
Telstra Energy (Generation) Pty Ltd	Emerald Solar Park	QLD1	Generator	Market	Semi-Scheduled	Solar	Solar	Renewable	Photovoltaic Tracking Flat panel	1-32	2.75	N	EMERASF1	88	72	165
Origin Energy Electricity Limited	Eraring Power Station	NSW1	Generator	Market	Scheduled	Fossil	Black Coal	Combustion	Steam Sub-Critical	1	720	Y	ER01	720	750	20
Origin Energy Electricity Limited	Eraring Power Station	NSW1	Generator	Market	Scheduled	Fossil	Black Coal	Combustion	Steam Sub-Critical	2	720	Y	ER02	720	750	20
Origin Energy Electricity Limited	Eraring Power Station	NSW1	Generator	Market	Scheduled	Fossil	Black Coal	Combustion	Steam Sub-Critical	3	720	Y	ER03	720	750	20
Origin Energy Electricity Limited	Eraring Power Station	NSW1	Generator	Market	Scheduled	Fossil	Black Coal	Combustion	Steam Sub-Critical	4	720	Y	ER04	720	750	20
Origin Energy Electricity Limited	Eraring Power Station	NSW1	Generator	Market	Non-Scheduled	Fossil	Diesel	Combustion	Open Cycle Gas turbines (OCGT)	1	41.5	N	ERGT01	41.5	56	0
Finley Solar Farm Pty Ltd as trustee for the Finley Solar Trust	Finley Solar Farm	NSW1	Generator	Market	Semi-Scheduled	Solar	Solar	Renewable	Photovoltaic Tracking Flat Panel	99	1.34	Y	FINLYSF1	162.36	133	27
Hydro-Electric Corporation	Fisher Power Station	TAS1	Generator	Market	Scheduled	Hydro	Water	Renewable	Hydro - Gravity	1	43.2	Y	FISHER	43.2	46	30
EnergyAustralia Pty Ltd	Gannawarra Energy Storage System	VIC1	Generator	Market	Scheduled	Battery storage	Grid	Storage	Battery	1-50	0,6175	Y	GANNBG1	30.875	25	200
EnergyAustralia Pty Ltd	Gannawarra Energy Storage System	VIC1	Load	Market	Scheduled	-	-	Storage	Battery	1-50	0,6175	Y	GANNBL1	30.875	25	200
Gannawarra Solar Farm Pty Ltd	Gannawarra Solar Farm	VIC1	Generator	Market	Semi-Scheduled	Solar	Solar	Renewable	Photovoltaic Tracking Flat panel	1-22	2.5	Y	GANNSF1	55	50	1000
EDL CSM (QLD) Pty Ltd	German Creek Power Station	QLD1	Generator	Market	Non-Scheduled	Fossil	Waste Coal Mine Gas	Combustion	Spark Ignition Reciprocating Engine	1-16	1.979	N	GERMCRK	44.976	45	0
EDL CSM (QLD) Pty Ltd	German Creek Power Station	QLD1	Generator	Market	Non-Scheduled	Fossil	Waste Coal Mine Gas	Combustion	Spark Ignition Reciprocating Engine	17-20	3.328	N	GERMCRK	-	-	-
CS Energy Limited	Gladstone Power Station	QLD1	Generator	Market	Scheduled	Fossil	Black Coal	Combustion	Steam Sub-Critical	1	280	Y	GSTONE1	280	285	57
CS Energy Limited	Gladstone Power Station	QLD1	Generator	Market	Scheduled	Fossil	Black Coal	Combustion	Steam Sub-Critical	2	280	Y	GSTONE2	280	285	57
CS Energy Limited	Gladstone Power Station	QLD1	Generator	Market	Scheduled	Fossil	Black Coal	Combustion	Steam Sub-Critical	3	280	Y	GSTONE3	280	285	57
CS Energy Limited	Gladstone Power Station	QLD1	Generator	Market	Scheduled	Fossil	Black Coal	Combustion	Steam Sub-Critical	4	280	Y	GSTONE4	280	285	57
CS Energy Limited	Gladstone Power Station	QLD1	Generator	Market	Scheduled	Fossil	Black Coal	Combustion	Steam Sub-Critical	5	280	Y	GSTONE5	280	285	57
CS Energy Limited	Gladstone Power Station	QLD1	Generator	Market	Scheduled	Fossil	Black Coal	Combustion	Steam Sub-Critical	6	280	Y	GSTONE6	280	285	57
AGL Hydro Partnership	Glenbawn Hydro Power Station	NSW1	Generator	Market	Non-Scheduled	Hydro	Water	Renewable	Hydro - Gravity	1	5.5	N	GLBWNHYD	5.5	6	0
Pacific Hydro Investments Pty Ltd	Glenmaggie Hydro Power Station	VIC1	Generator	Market	Non-Scheduled	Hydro	Water	Renewable	Run of River	1	3.8	N	GLENMAG1	3.8	4	0
EDL (OCI) Pty Limited	Glennies Creek Power Station	NSW1	Generator	Market	Non-Scheduled	Fossil	Waste Coal Mine Gas	Combustion	Compression Reciprocating Engine	1-12	1.065	Y	GLENNCRK	12.78	12	0
Hydro-Electric Corporation	Gordon Power Station	TAS1	Generator	Market	Scheduled	Hydro	Water	Renewable	Hydro - Gravity	1-3	144	Y	GORDON	432	450	180
EDL LFG (NSW) Pty Ltd	Grange Avenue Landfill Gas Power Station	NSW1	Generator	Market	Non-Scheduled	Renewable/ Biomass / Waste	Landfill Methane / Landfill Gas	Combustion	Spark Ignition Reciprocating Engine	1	2	N	GRANGEAV	2	2	0
Griffith Solar Farm Pty Ltd	Griffith Solar Farm	NSW1	Generator	Market	Non-Scheduled	Solar	Solar	Renewable	Photovoltaic Tracking Flat panel	1-12	2.27	Y	GRIFSF1	27.2	27	1
EDL Projects (Australia) Pty Ltd	Grosvenor 1 Waste Coal Mine Gas Power Station	QLD1	Generator	Market	Non-Scheduled	Fossil	Waste Coal Mine Gas	Combustion	Spark Ignition Reciprocating Engine	1-7	3.041	Y	GROSV1	21.287	21	0
EDL Projects (Australia) Pty Ltd	Grosvenor 2	QLD1	Generator	Market	Non-Scheduled	Fossil	Waste Coal Mine Gas	Combustion	Spark Ignition Reciprocating Engine	1-5	3.041	Y	GROSV2	15.205	15	0
New Gullen Range Wind Farm Pty Ltd	Gullen Range Solar Farm	NSW1	Generator	Market	Semi-Scheduled	Solar	Solar	Renewable	Solar Thermal	1-4	2.5	Y	GULLRSF1	10	10	10
New Gullen Range Wind Farm Pty Ltd	Gullen Range Wind Farm	NSW1	Generator	Market	Semi-Scheduled	Wind	Wind	Renewable	Wind - Onshore	1-17	1.5	N	GULLRWF1	165.5	165	34
New Gullen Range Wind Farm Pty Ltd	Gullen Range Wind Farm	NSW1	Generator	Market	Semi-Scheduled	Wind	Wind	Renewable	Wind - Onshore	18-73	2.5	N	GULLRWF1	-	-	-
Gunning Wind Energy Developments Pty Ltd	Gunning Wind Farm	NSW1	Generator	Market	Semi-Scheduled	Wind	Wind	Renewable	Wind - Onshore	1-31	1.5	N	GUNNING1	46.5	47	47
Snowy Hydro Limited	Guthega Power Station	NSW1	Generator	Market	Scheduled	Hydro	Water	Renewable	Hydro - Gravity	1-2	30	Y	GUTHEGA	60	80	20
LMS Energy Pty Ltd	Hallam Road Renewable Energy Facility	VIC1	Generator	Market	Non-Scheduled	Renewable/ Biomass / Waste	Landfill Methane / Landfill Gas	Combustion	Spark Ignition Reciprocating Engine	1-8	1.123	N	HALAMRD1	8.984	9	0
AGL SA Generation Pty Limited	Hallett 1 Wind Farm	SA1	Generator	Market	Semi-Scheduled	Wind	Wind	Renewable	Wind - Onshore	1-45	2.1	N	HALLWF1	94.5	95	30
AGL SA Generation Pty Limited	Hallett 2 Wind Farm	SA1	Generator	Market	Semi-Scheduled	Wind	Wind	Renewable	Wind - Onshore	1-34	2.1	N	HALLWF2	71.4	71	30
EnergyAustralia Yallourn Pty Ltd	Hallett Power Station	SA1	Generator	Market	Scheduled	Fossil	Natural Gas / Diesel	Combustion	Open Cycle Gas turbines (OCGT)	GT 1-2,GT 1-4	14	Y	AGLHAL	180	220	44
EnergyAustralia Yallourn Pty Ltd	Hallett Power Station	SA1	Generator	Market	Scheduled	Fossil	Natural Gas / Diesel	Combustion	Open Cycle Gas turbines (OCGT)	GT 2-1	15.5	Y	AGLHAL	-	-	-
EnergyAustralia Yallourn Pty Ltd	Hallett Power Station	SA1	Generator	Market	Scheduled	Fossil	Natural Gas / Diesel	Combustion	Open Cycle Gas turbines (OCGT)	GT 2-2	22.5	Y	AGLHAL	-	-	-
EnergyAustralia Yallourn Pty Ltd	Hallett Power Station	SA1	Generator	Market	Scheduled	Fossil	Natural Gas / Diesel	Combustion	Open Cycle Gas turbines (OCGT)	GT 2-3	25	Y	AGLHAL	-	-	-
EnergyAustralia Yallourn Pty Ltd	Hallett Power Station	SA1	Generator	Market	Scheduled	Fossil	Natural Gas / Diesel	Combustion	Open Cycle Gas turbines (OCGT)	GT 2-4	23.4	Y	AGLHAL	-	-	-
EnergyAustralia Yallourn Pty Ltd	Hallett Power Station	SA1	Generator	Market	Scheduled	Fossil	Natural Gas / Diesel	Combustion	Open Cycle Gas turbines (OCGT)	GT 3-1	15	Y	AGLHAL	-	-	-
EnergyAustralia Yallourn Pty Ltd	Hallett Power Station	SA1	Generator	Market	Scheduled	Fossil	Natural Gas / Diesel	Combustion	Open Cycle Gas turbines (OCGT)	GT 3-2	15.3	Y	AGLHAL	-	-	-
EnergyAustralia Yallourn Pty Ltd	Hallett Power Station	SA1	Generator	Market	Scheduled	Fossil	Natural Gas / Diesel	Combustion	Open Cycle Gas turbines (OCGT)	GT 3-3	15.5	Y	AGLHAL	-	-	-
EnergyAustralia Yallourn Pty Ltd	Hallett Power Station	SA1	Generator	Market	Scheduled	Fossil	Natural Gas / Diesel	Combustion	Open Cycle Gas turbines (OCGT)	GT 3-4	15.7	Y	AGLHAL	-	-	-
EnergyAustralia Yallourn Pty Ltd	Hallett Power Station	SA1	Generator	Market	Scheduled	Fossil	Natural Gas / Diesel	Combustion	Open Cycle Gas turbines (OCGT)	GT 4-1	15.1	Y	AGLHAL	-	-	-
EnergyAustralia Yallourn Pty Ltd	Hallett Power Station	SA1	Generator	Market	Scheduled	Fossil	Natural Gas / Diesel	Combustion	Open Cycle Gas turbines (OCGT)	GT 4-2	14.6	Y	AGLHAL	-	-	-
Hamilton Solar Farm Pty Ltd	Hamilton Solar Farm	QLD1	Generator	Market	Semi-Scheduled	Solar	Solar	Renewable	Photovoltaic Tracking Flat panel		2.5	Y	HAMISF1	57.5	56	20
Pacific Hydro Haughton Solar Farm Pty Ltd	Haughton Solar Farm Stage 1	QLD1	Generator	Market	Semi-Scheduled	Solar	Solar	Renewable	Photovoltaic Tracking Flat panel	1-81	1.23	Y	HAUGHT11	132	100	20
Hayman Solar Farm Pty Ltd ATF the Hayman Solar Farm Trust	Hayman Solar Farm	QLD1	Generator	Market	Semi-Scheduled	Solar	Solar	Renewable	Photovoltaic Tracking Flat panel	1-21	2.75	Y	HAYMSF1	57.75	50	165
Mt Mercer Windfarm Pty Ltd	Hepburn Community Wind Farm	VIC1	Generator	Market	Non-Scheduled	Wind	Wind	Renewable	Wind - Onshore	1 & 2	2.05	N	HEPWIND1	4.1	4	0
Hornsdale Power Reserve Pty Ltd	Hornsdale Power Reserve	SA1	Generator	Market	Scheduled	Battery storage	Wind	Storage	Battery and Inverter	1-197	0.52	N	HPRG1	100	100	200
Hornsdale Power Reserve Pty Ltd	Hornsdale Power Reserve	SA1	Load	Market	Scheduled	-	-	Storage	Battery	1-197	0.406	N	HPRL1	79.982	80	200
HWF1 Pty Ltd	Hornsdale Wind Farm	SA1	Generator	Market	Semi-Scheduled	Wind	Wind	Renewable	Wind - Onshore	1-32	3.2	Y	HDWF1	102.4	102	50
HWF2 Pty Ltd	Hornsdale Wind Farm 2	SA1	Generator	Market	Semi-Scheduled	Wind	Wind	Renewable	Wind - Onshore	1-32	3.2	Y	HDWF2	102.4	102	50
HWF3 Pty Ltd	Hornsdale Wind Farm 3	SA1	Generator	Market	Semi-Scheduled	Wind	Wind	Renewable	Wind - Onshore	1-35	3.2	Y	HDWF3	112	109	50
Hughenden Solar Pty Limited As Trustee For Hughenden Solar Trust	Hughenden Solar Farm	QLD1	Generator	Market	Non-Scheduled	Solar	Solar	Renewable	Photovoltaic Tracking Flat panel	1-18	1.165	Y	HUGSF1	20.97	18	60
GSP Energy Pty Ltd	Hume (NSW) Hydro Power Station	NSW1	Generator	Market	Scheduled	Hydro	Water	Renewable	Hydro - Gravity	1-2	29	Y	HUMENSW	29	70	10
GSP Energy Pty Ltd	Hume (Vic) Hydro Power Station	VIC1	Generator	Market	Scheduled	Hydro	Water	Renewable	Hydro - Gravity	1-2	29	Y	HUMEV	29	70	10
AGL Macquarie Pty Limited	Hunter Valley Gas Turbine	NSW1	Generator	Market	Scheduled	Fossil	Kerosene	Combustion	Open Cycle Gas turbines (OCGT)	1-2	25	Y	HVGTS	50	50	10
Stanwell Corporation Limited	Invicta Sugar Mill	QLD1	Generator	Market	Non-Scheduled	Renewable/ Biomass / Waste	Bagasse	Combustion	Steam Sub-Critical	1	38.8	N	INVICTA	50.3	51	0
Stanwell Corporation Limited	Invicta Sugar Mill	QLD1	Generator	Market	Non-Scheduled	Renewable/ Biomass / Waste	Bagasse	Combustion	Steam Sub-Critical	2	9	N	INVICTA	-	-	-
Stanwell Corporation Limited	Invicta Sugar Mill	QLD1	Generator	Market	Non-Scheduled	Renewable/ Biomass / Waste	Bagasse	Combustion	Steam Sub-Critical	3	2.5	N	INVICTA	-	-	-
AGL Hydro Partnership	ISIS Central Sugar Mill Co-generation Plant	QLD1	Generator	Market	Non-Scheduled	Renewable/ Biomass / Waste	Bagasse	Combustion	Steam Sub-Critical	1	25	N	ICSM	25	25
EDL LFG (NSW) Pty Ltd	Jacks Gully Landfill Gas Power Station	NSW1	Generator	Market	Non-Scheduled	Renewable/ Biomass / Waste	Landfill Methane / Landfill Gas	Combustion	Compression Reciprocating Engine	1-2	1.15	N	JACKSGUL	2.3	2
Ecogen Energy Pty Ltd	Jeeralang "A" Power Station	VIC1	Generator	Market	Scheduled	Fossil	Natural Gas	Combustion	Open Cycle Gas turbines (OCGT)	1	51	Y	JLA01	51	65	23
Ecogen Energy Pty Ltd	Jeeralang "A" Power Station	VIC1	Generator	Market	Scheduled	Fossil	Natural Gas	Combustion	Open Cycle Gas turbines (OCGT)	2	51	Y	JLA02	51	65	23
Ecogen Energy Pty Ltd	Jeeralang "A" Power Station	VIC1	Generator	Market	Scheduled	Fossil	Natural Gas	Combustion	Open Cycle Gas turbines (OCGT)	3	51	Y	JLA03	51	65	23
Ecogen Energy Pty Ltd	Jeeralang "A" Power Station	VIC1	Generator	Market	Scheduled	Fossil	Natural Gas	Combustion	Open Cycle Gas turbines (OCGT)	4	51	Y	JLA04	51	65	23
Ecogen Energy Pty Ltd	Jeeralang "B" Power Station	VIC1	Generator	Market	Scheduled	Fossil	Natural Gas	Combustion	Open Cycle Gas turbines (OCGT)	1	76	Y	JLB01	76	100	20
Ecogen Energy Pty Ltd	Jeeralang "B" Power Station	VIC1	Generator	Market	Scheduled	Fossil	Natural Gas	Combustion	Open Cycle Gas turbines (OCGT)	2	76	Y	JLB02	76	100	20
Ecogen Energy Pty Ltd	Jeeralang "B" Power Station	VIC1	Generator	Market	Scheduled	Fossil	Natural Gas	Combustion	Open Cycle Gas turbines (OCGT)	3	76	Y	JLB03	76	100	20
Snowy Hydro Limited	Jindabyne Pump At Guthega	VIC1	Generator	Non-Market	Non-Scheduled					1	70	N	-	70	70
Snowy Hydro Limited	Jindabyne Small Hydro Power Station	NSW1	Generator	Market	Non-Scheduled	Hydro	Water	Renewable	Hydro - Gravity	1	1.1	N	JNDABNE1	1.1	1
Hydro-Electric Corporation	John Butters Power Station	TAS1	Generator	Market	Scheduled	Hydro	Water	Renewable	Hydro - Gravity	1	144	Y	JBUTTERS	144	144	40
Snowy Hydro Limited	Jounama Small Hydro Power Station	NSW1	Generator	Market	Non-Scheduled	Hydro	Water	Renewable	Hydro - Gravity	1	14	N	JOUNAMA1	14	14
Iraak Sun Farm Pty Ltd	Karadoc Solar Farm	VIC1	Generator	Market	Semi-Scheduled	Solar	Solar	Renewable	Photovoltaic Flat panel	1-38	2.368	Y	KARSF1	104	90	18
Stanwell Corporation Limited	Kareeya Power Station	QLD1	Generator	Market	Scheduled	Hydro	Water	Renewable	Run of River	1	21	Y	KAREEYA1	21	22	5
Stanwell Corporation Limited	Kareeya Power Station	QLD1	Generator	Market	Scheduled	Hydro	Water	Renewable	Run of River	2	21	Y	KAREEYA2	21	22	5
Stanwell Corporation Limited	Kareeya Power Station	QLD1	Generator	Market	Scheduled	Hydro	Water	Renewable	Run of River	3	21	Y	KAREEYA3	21	22	5
Stanwell Corporation Limited	Kareeya Power Station	QLD1	Generator	Market	Scheduled	Hydro	Water	Renewable	Run of River	4	21	Y	KAREEYA4	21	22	5
Stanwell Corporation Limited	Kareeya Power Station	QLD1	Generator	Market	Non-Scheduled	Hydro	Water	Renewable	Run of River	5	7	N	KAREEYA5	7	7
GSP Energy Pty Ltd	Keepit Hydro Power Station	NSW1	Generator	Market	Non-Scheduled	Hydro	Water	Renewable	Hydro - Gravity	1	6	N	KEEPIT	6	8
Kiata Wind Farm Pty Ltd	Kiata Wind Farm	VIC1	Generator	Market	Semi-Scheduled	Wind	Wind	Renewable	Wind - Onshore	1-9	3.45	N	KIATAWF1	31.05	31	37
Genex (Solar) Pty Ltd	Kidston Solar Project	QLD1	Generator	Market	Semi-Scheduled	Solar	Solar	Renewable	Photovoltaic Flat panel	1-20	2.385	Y	KSP1	50	47.7	10
AGL Hydro Partnership	Kincumber Landfill Site	NSW1	Generator	Market	Non-Scheduled	Renewable/ Biomass / Waste	Landfill Methane / Landfill Gas	Combustion	Compression Reciprocating Engine	1	1.064	N	KINCUM1	1.064	1	0
CS Energy Limited	Kogan Creek Power Station	QLD1	Generator	Market	Scheduled	Fossil	Black Coal	Combustion	Steam Super Critical	1	744	Y	KPP_1	744	781	157
Origin Energy Electricity Limited	Ladbroke Grove Power Station	SA1	Generator	Market	Scheduled	Fossil	Natural Gas	Combustion	Open Cycle Gas turbines (OCGT)	1	40	Y	LADBROK1	40	50	10
Origin Energy Electricity Limited	Ladbroke Grove Power Station	SA1	Generator	Market	Scheduled	Fossil	Natural Gas	Combustion	Open Cycle Gas turbines (OCGT)	2	40	Y	LADBROK2	40	50	10
Lake Bonney Wind Power Pty Ltd	Lake Bonney Stage 2 Windfarm	SA1	Generator	Market	Semi-Scheduled	Wind	Wind	Renewable	Wind - Onshore	1-53	3	N	LKBONNY2	159	159	32
Lake Bonney Wind Power Pty Ltd	Lake Bonney Stage 3 Wind Farm	SA1	Generator	Market	Semi-Scheduled	Wind	Wind	Renewable	Wind - Onshore	1-13	3	N	LKBONNY3	39	39	32
Lake Bonney Wind Power Pty Ltd	Lake Bonney Wind Farm Stage 1	SA1	Generator	Market	Non-Scheduled	Wind	Wind	Renewable	Wind - Onshore	1-46	1.75	N	LKBONNY1	80.5	81
Hydro-Electric Corporation	Lake Echo Power Station	TAS1	Generator	Market	Scheduled	Hydro	Water	Renewable	Hydro - Gravity	1	32.4	Y	LK_ECHO	32.4	34	15
Snowy Hydro Limited	Laverton North Power Station	VIC1	Generator	Market	Scheduled	Fossil	Natural Gas	Combustion	Open Cycle Gas turbines (OCGT)	1	156	Y	LNGS1	156	172	27
Snowy Hydro Limited	Laverton North Power Station	VIC1	Generator	Market	Scheduled	Fossil	Natural Gas	Combustion	Open Cycle Gas turbines (OCGT)	2	156	Y	LNGS2	156	172	27
Hydro-Electric Corporation	Lemonthyme / Wilmot Power Station	TAS1	Generator	Market	Scheduled	Hydro	Water	Renewable	Hydro - Gravity	L 1	51	Y	LEM_WIL	81.6	86	25
Hydro-Electric Corporation	Lemonthyme / Wilmot Power Station	TAS1	Generator	Market	Scheduled	Hydro	Water	Renewable	Hydro - Gravity	W 1	30.6	Y	LEM_WIL	-	-	-
AGL Macquarie Pty Limited	Liddell Power Station	NSW1	Generator	Market	Scheduled	Fossil	Black Coal	Combustion	Steam Sub-Critical	1	500	Y	LD01	500	550	110
AGL Macquarie Pty Limited	Liddell Power Station	NSW1	Generator	Market	Scheduled	Fossil	Black Coal	Combustion	Steam Sub-Critical	2	500	Y	LD02	500	550	110
AGL Macquarie Pty Limited	Liddell Power Station	NSW1	Generator	Market	Scheduled	Fossil	Black Coal	Combustion	Steam Sub-Critical	3	500	Y	LD03	500	550	110
AGL Macquarie Pty Limited	Liddell Power Station	NSW1	Generator	Market	Scheduled	Fossil	Black Coal	Combustion	Steam Sub-Critical	4	500	Y	LD04	500	550	110
Ergon Energy Queensland Pty Ltd	Lilyvale Solar Farm	QLD1	Generator	Market	Semi-Scheduled	Solar	Solar	Renewable	Photovoltaic Tracking Flat panel	1-74	1.35	Y	LILYSF1	118	100	20
Lincoln Gap Wind Farm (Operations) Pty Ltd	Lincoln Gap Wind Farm	SA1	Generator	Market	Semi-Scheduled	Wind	Wind	Renewable	Wind - Onshore	1-59	3.6	Y	LGAPWF1	212.4	212.4	0
Diamond Energy Pty Ltd	Longreach Solar Farm	QLD1	Generator	Market	Non-Scheduled	Solar	Solar	Renewable	Photovoltaic Tracking Flat panel	1-7	2	Y	LRSF1	17	14	1000
Snowy Hydro Limited	Lonsdale Power Station	SA1	Generator	Market	Scheduled	Fossil	Diesel	Combustion	Compression Reciprocating Engine	1-18	1.125	Y	LONSDALE	20	21	10
AGL Loy Yang Marketing Pty Ltd	Loy Yang A Power Station	VIC1	Generator	Market	Scheduled	Fossil	Brown Coal	Combustion	Steam Sub-Critical	1	560	Y	LYA1	560	590	118
AGL Loy Yang Marketing Pty Ltd	Loy Yang A Power Station	VIC1	Generator	Market	Scheduled	Fossil	Brown Coal	Combustion	Steam Sub-Critical	2	530	Y	LYA2	530	535	108
AGL Loy Yang Marketing Pty Ltd	Loy Yang A Power Station	VIC1	Generator	Market	Scheduled	Fossil	Brown Coal	Combustion	Steam Sub-Critical	3	560	Y	LYA3	560	590	118
AGL Loy Yang Marketing Pty Ltd	Loy Yang A Power Station	VIC1	Generator	Market	Scheduled	Fossil	Brown Coal	Combustion	Steam Sub-Critical	4	560	Y	LYA4	560	580	116
Alinta Energy Retail Sales Pty Ltd	Loy Yang B Power Station	VIC1	Generator	Market	Scheduled	Fossil	Brown Coal	Combustion	Steam Sub-Critical	1	500	Y	LOYYB1	500	550	25
Alinta Energy Retail Sales Pty Ltd	Loy Yang B Power Station	VIC1	Generator	Market	Scheduled	Fossil	Brown Coal	Combustion	Steam Sub-Critical	2	500	Y	LOYYB2	500	600	25
EDL LFG (NSW) Pty Ltd	Lucas Heights 2 Power Station	NSW1	Generator	Market	Non-Scheduled	Renewable/ Biomass / Waste	Landfill Methane / Landfill Gas	Combustion	Compression Reciprocating Engine	12-15	1.15	N	LUCAS2S2	4.6	5	0
EDL LFG (NSW) Pty Ltd	Lucas Heights 2 Power Station	NSW1	Generator	Market	Non-Scheduled	Renewable/ Biomass / Waste	Landfill Methane / Landfill Gas	Combustion	Spark Ignition Reciprocating Engine	1-11	1.15	N	LUCASHGT	12.65	13	0
AGL Hydro Partnership	Macarthur Wind Farm	VIC1	Generator	Market	Semi-Scheduled	Wind	Wind	Renewable	Wind - Onshore	1-140	3	N	MACARTH1	420	420	90
Stanwell Corporation Limited	Mackay Gas Turbine	QLD1	Generator	Market	Scheduled	Fossil	Diesel	Combustion	Open Cycle Gas turbines (OCGT)	1	30	Y	MACKAYGT	30	34	16
Hydro-Electric Corporation	Mackintosh Power Station	TAS1	Generator	Market	Scheduled	Hydro	Water	Renewable	Hydro - Gravity	1	79.9	Y	MACKNTSH	79.9	89	40
Manildra Prop Pty Ltd as The Trustee for the Manildra Asset Trust	Manildra solar Farm	NSW1	Generator	Market	Semi-Scheduled	Solar	Solar	Renewable	Photovoltaic Flat panel	1-10	2.5	Y	MANSLR1	50	46	46
Manildra Prop Pty Ltd as The Trustee for the Manildra Asset Trust	Manildra solar Farm	NSW1	Generator	Market	Semi-Scheduled	Solar	Solar	Renewable	Photovoltaic Flat panel	11-20	2.5	Y	MANSLR1	-	-	-
Alinta Energy Retail Sales Pty Ltd	Maroona Wind Farm	VIC1	Generator	Market	Non-Scheduled	Wind	Wind	Renewable	Wind - Onshore	1-2	3.4	Y	MAROOWF1	6.8	6	4
Hydro-Electric Corporation	Meadowbank Power Station	TAS1	Generator	Market	Scheduled	Hydro	Water	Renewable	Hydro - Gravity	1	40	Y	MEADOWBK	40	44	10
Landfill Operations Pty Ltd	Melbourne Regional Landfill	VIC1	Generator	Non-Market	Non-Scheduled	Renewable/ Biomass / Waste	Landfill Methane / Landfill Gas	Combustion	Spark Ignition Reciprocating Engine	1-8	1.11	N	-	8.88	8.88
Tasmanian Irrigation Pty Ltd	Midlands Power Station	TAS1	Generator	Non-Market	Non-Scheduled	Hydro	Water	Renewable	Hydro - Gravity	1	6.078	N	-	6.078	7	0
Millmerran Energy Trader Pty Ltd	Millmerran Power Plant	QLD1	Generator	Market	Scheduled	Fossil	Black Coal	Combustion	Steam Super Critical	1	426	Y	MPP_1	426	435	10
Millmerran Energy Trader Pty Ltd	Millmerran Power Plant	QLD1	Generator	Market	Scheduled	Fossil	Black Coal	Combustion	Steam Super Critical	2	426	Y	MPP_2	426	435	10
Synergen Power Pty Limited	Mintaro Gas Turbine Station	SA1	Generator	Market	Scheduled	Fossil	Natural Gas	Combustion	Open Cycle Gas turbines (OCGT)	1	90	Y	MINTARO	90	105	5
AGL Hydro Partnership	Moranbah Generation Project	QLD1	Generator	Market	Non-Scheduled	Fossil	Coal Seam Methane	Combustion	Compression Reciprocating Engine	1-8	1.57	N	MORANBAH	12.56	13
EDL Projects (Australia) Pty Ltd	Moranbah North Waste Coal Mine Gas Power Station	QLD1	Generator	Market	Non-Scheduled	Fossil	Waste Coal Mine Gas	Combustion	Spark Ignition Reciprocating Engine	1-21	3.02	N	MBAHNTH	63.42	63	0
Moree Solar Farm Pty Ltd	Moree Solar Farm	NSW1	Generator	Market	Semi-Scheduled	Solar	Solar	Renewable	Photovoltaic Tracking Flat panel	1-56	1.019	N	MOREESF1	57.064	56	60
EnergyAustralia Pty Ltd	Mornington Waste Disposal Facility	VIC1	Generator	Market	Non-Scheduled	Renewable/ Biomass / Waste	Landfill Methane / Landfill Gas	Combustion	Compression Reciprocating Engine	1	0.77	N	MORNW	1	1
Origin Energy Electricity Limited	Mortlake Power Station	VIC1	Generator	Market	Scheduled	Fossil	Natural Gas	Combustion	Open Cycle Gas turbines (OCGT)	1	283	Y	MORTLK11	283	292	13
Origin Energy Electricity Limited	Mortlake Power Station	VIC1	Generator	Market	Scheduled	Fossil	Natural Gas	Combustion	Open Cycle Gas turbines (OCGT)	1	283	Y	MORTLK12	283	292	13
Mortons Lane Windfarm Pty Limited	Mortons Lane Wind Farm	VIC1	Generator	Market	Non-Scheduled	Wind	Wind	Renewable	Wind - Onshore	1-13	1.5	N	MLWF1	19.5	20	0
Ergon Energy Queensland Pty Ltd	Mount Emerald Wind Farm	QLD1	Generator	Market	Semi-Scheduled	Wind	Wind	Renewable	Wind - Onshore	1-37	3.45	N	MEWF1	127.65	126.05	159
Ergon Energy Queensland Pty Ltd	Mount Emerald Wind Farm	QLD1	Generator	Market	Semi-Scheduled	Wind	Wind	Renewable	Wind - Onshore	38-53	3.3	N	MEWF1	52.8	52.15	159
Mt Gellibrand Wind Farm Pty Ltd	Mt Gellibrand Wind Farm	VIC1	Generator	Market	Semi-Scheduled	Wind	Wind	Renewable	Wind - Onshore	1-14	3.136	Y	MTGELWF1	43.904	66	400/200
Mt Gellibrand Wind Farm Pty Ltd	Mt Gellibrand Wind Farm	VIC1	Generator	Market	Semi-Scheduled	Wind	Wind	Renewable	Wind - Onshore	19-26	3.136	Y	MTGELWF1	25.088	-	-
Mt Gellibrand Wind Farm Pty Ltd	Mt Gellibrand Wind Farm	VIC1	Generator	Market	Semi-Scheduled	Wind	Wind	Renewable	Wind - Onshore	15-18	3.136	Y	MTGELWF1	12.544	66	400/200
Mt Gellibrand Wind Farm Pty Ltd	Mt Gellibrand Wind Farm	VIC1	Generator	Market	Semi-Scheduled	Wind	Wind	Renewable	Wind - Onshore	27-35	3.136	Y	MTGELWF1	28.224	-	-
Mt Gellibrand Wind Farm Pty Ltd	Mt Gellibrand Wind Farm	VIC1	Generator	Market	Semi-Scheduled	Wind	Wind	Renewable	Wind - Onshore	38-40	3.136	Y	MTGELWF1	9.408	-	-
Mt Gellibrand Wind Farm Pty Ltd	Mt Gellibrand Wind Farm	VIC1	Generator	Market	Semi-Scheduled	Wind	Wind	Renewable	Wind - Onshore	42-47	3.136	Y	MTGELWF1	18.816	-	-
Mt Mercer Windfarm Pty Ltd	Mt Mercer Wind Farm	VIC1	Generator	Market	Semi-Scheduled	Wind	Wind	Renewable	Wind - Onshore	1-64	2.05	N	MERCER01	131.2	131	33
Mt Millar Wind Farm Pty Ltd	Mt Millar Wind Farm	SA1	Generator	Market	Non-Scheduled	Wind	Wind	Renewable	Wind - Onshore	1-35	2	N	MTMILLAR	70	70
EnergyAustralia Pty Ltd	Mt Piper Power Station	NSW1	Generator	Market	Scheduled	Fossil	Black Coal	Combustion	Steam Sub-Critical	1	700	Y	MP1	700	700	25
EnergyAustralia Pty Ltd	Mt Piper Power Station	NSW1	Generator	Market	Scheduled	Fossil	Black Coal	Combustion	Steam Sub-Critical	2	700	Y	MP2	700	700	25
Origin Energy Electricity Limited	Mt Stuart Power Station	QLD1	Generator	Market	Scheduled	Fossil	Kerosene	Combustion	Open Cycle Gas turbines (OCGT)	1	144	Y	MSTUART1	144	152	31
Origin Energy Electricity Limited	Mt Stuart Power Station	QLD1	Generator	Market	Scheduled	Fossil	Kerosene	Combustion	Open Cycle Gas turbines (OCGT)	2	144	Y	MSTUART2	144	152	31
Origin Energy Electricity Limited	Mt Stuart Power Station	QLD1	Generator	Market	Scheduled	Fossil	Kerosene	Combustion	Open Cycle Gas turbines (OCGT)	3	131	Y	MSTUART3	131	139	28
Mugga Lane Solar Park Pty Ltd	Mugga Lane Solar Park	NSW1	Generator	Market	Non-Scheduled	Solar	Solar	Renewable	Photovoltaic Tracking Flat panel	1	12	Y	MLSP1	12	12	0
Telstra Energy (Generation) Pty Ltd	Murra Warra Wind Farm	VIC1	Generator	Market	Semi-Scheduled	Wind	Wind	Renewable	Wind - Onshore	1-61	3.7	Y	MUWAWF1	231.8	225.7	45
Snowy Hydro Limited	Murray Power Station	VIC1	Generator	Market	Scheduled	Hydro	Water	Renewable	Hydro - Gravity	1-10	95	Y	MURRAY	1500	1575	450
Snowy Hydro Limited	Murray Power Station	VIC1	Generator	Market	Scheduled	Hydro	Water	Renewable	Hydro - Gravity	11-14	138	Y	MURRAY	-	-	-
Hydro-Electric Corporation	Musselroe Wind Farm	TAS1	Generator	Market	Semi-Scheduled	Wind	Wind	Renewable	Wind - Onshore	1 - 56	3	N	MUSSELR1	168	168	168
Dubbo Solar Hub Pty Ltd	Narromine Solar Farm	NSW1	Generator	Market	Non-Scheduled	Solar	Solar	Renewable	Photovoltaic Tracking Flat panel	1-4	2.5	N	NASF1	10	9	0
Ecogen Energy Pty Ltd	Newport Power Station	VIC1	Generator	Market	Scheduled	Fossil	Natural Gas	Combustion	Steam Sub-Critical	1	500	Y	NPS	500	510	20
Enel X Australia Pty Ltd	Nine Network Willoughby Plant	NSW1	Generator	Market	Non-Scheduled	Fossil	Diesel	Combustion	Compression Reciprocating Engine	1-3	1.06	N	NINEWIL1	3.2	2
AGL SA Generation Pty Limited	North Brown Hill Wind Farm	SA1	Generator	Market	Semi-Scheduled	Wind	Wind	Renewable	Wind - Onshore	1-63	2.1	N	NBHWF1	132.3	132	30
Numurkah Solar Farm Pty Ltd	Numurkah Solar Farm	VIC1	Generator	Market	Semi-Scheduled	Solar	Solar	Renewable	Photovoltaic Tracking Flat panel	1-37	1.785	Y	NUMURSF1	74	100	20
Numurkah Solar Farm Pty Ltd	Numurkah Solar Farm	VIC1	Generator	Market	Semi-Scheduled	Solar	Solar	Renewable	Photovoltaic Tracking Flat panel	38-56	1.785	Y	NUMURSF2	38	100	20
AGL Hydro Partnership	Nyngan Solar Plant	NSW1	Generator	Market	Semi-Scheduled	Solar	Solar	Renewable	Photovoltaic Flat panel	1-154	0.663	N	NYNGAN1	102.141	102	20
Diamond Energy Pty Ltd	Oakey 1 Solar Farm	QLD1	Generator	Market	Semi-Scheduled	Solar	Solar	Renewable	Photovoltaic Tracking Flat panel	1-12	2.5	Y	OAKEY1SF	30	25	1000
ERM Power Retail Pty Ltd	Oakey Power Station	QLD1	Generator	Market	Scheduled	Fossil	Natural Gas	Combustion	Open Cycle Gas turbines (OCGT)	1	141	Y	OAKEY1	141	173	30
ERM Power Retail Pty Ltd	Oakey Power Station	QLD1	Generator	Market	Scheduled	Fossil	Natural Gas	Combustion	Open Cycle Gas turbines (OCGT)	2	141	Y	OAKEY2	141	173	30
AGL Hydro Partnership	Oaklands Hill Wind Farm	VIC1	Generator	Market	Semi-Scheduled	Wind	Wind	Renewable	Wind - Onshore	1-32	2.1	N	OAKLAND1	67	63	30
EDL (OCI) Pty Limited	Oaky Creek 2	QLD1	Generator	Market	Non-Scheduled	Fossil	Waste Coal Mine Gas	Combustion	Spark Ignition Reciprocating Engine	1-5	3	Y	OAKY2	15	15	0
EDL (OCI) Pty Limited	Oaky Creek Power Station	QLD1	Generator	Market	Non-Scheduled	Fossil	Coal Seam Methane	Combustion	Compression Reciprocating Engine	1-14	1.037	Y	OAKYCREK	20	20
EDL (OCI) Pty Limited	Oaky Creek Power Station	QLD1	Generator	Market	Non-Scheduled	Fossil	Coal Seam Methane	Combustion	Compression Reciprocating Engine	15-16	3	Y	OAKYCREK	-	-	-
Origin Energy Electricity Limited	Osborne Power Station	SA1	Generator	Market	Scheduled	Fossil	Natural Gas	Combustion	Combined Cycle Gas Turbine (CCGT)	1	118	Y	OSB-AG	180	204	41
Origin Energy Electricity Limited	Osborne Power Station	SA1	Generator	Market	Scheduled	Fossil	Natural Gas	Combustion	Combined Cycle Gas Turbine (CCGT)	2	62	Y	OSB-AG	-	-	-
Hydro-Electric Corporation	Paloona Power Station	TAS1	Generator	Market	Non-Scheduled	Hydro	Water	Renewable	Hydro - Gravity	1	28	N	PALOONA	28	33
Parkes Solar Farm Pty Ltd	Parkes Solar Farm	NSW1	Generator	Market	Semi-Scheduled	Solar	Solar	Renewable	Photovoltaic Flat panel	1-22	2.295	Y	PARSF1	55	50.5	1000
Pelican Point Power Limited	Pelican Point Power Station	SA1	Generator	Market	Scheduled	Fossil	Natural Gas	Combustion	Combined Cycle Gas Turbine (CCGT)	1-2	160	Y	PPCCGT	478	529	20
Pelican Point Power Limited	Pelican Point Power Station	SA1	Generator	Market	Scheduled	Fossil	Natural Gas	Combustion	Combined Cycle Gas Turbine (CCGT)	3	158	Y	PPCCGT	-	-	-
AGL Hydro Partnership	Pindari Hydro Power Station	NSW1	Generator	Market	Non-Scheduled	Hydro	Water	Renewable	Hydro - Gravity	1	6.7	N	PINDARI	6.7	6
Pioneer Sugar Mills Pty Ltd	Pioneer Sugar Mill	QLD1	Generator	Non-Market	Non-Scheduled	Renewable/ Biomass / Waste	Bagasse	Combustion	Steam Sub-Critical	1	30.86	N	-	67.78	68
Pioneer Sugar Mills Pty Ltd	Pioneer Sugar Mill	QLD1	Generator	Non-Market	Non-Scheduled	Renewable/ Biomass / Waste	Bagasse	Combustion	Steam Sub-Critical	2	36.92	N	-	-	-	-
Hydro-Electric Corporation	Poatina Power Station	TAS1	Generator	Market	Scheduled	Hydro	Water	Renewable	Hydro - Gravity	1-2	50	Y	POAT110	100	124	20
Hydro-Electric Corporation	Poatina Power Station	TAS1	Generator	Market	Scheduled	Hydro	Water	Renewable	Hydro - Gravity	3-6	50	Y	POAT220	200	248	40
Synergen Power Pty Limited	Port Lincoln Gas Turbine	SA1	Generator	Market	Scheduled	Fossil	Diesel	Combustion	Open Cycle Gas turbines (OCGT)	1-2	25	Y	POR01	50	55	6
Synergen Power Pty Limited	Port Lincoln Gas Turbine	SA1	Generator	Market	Scheduled	Fossil	Diesel	Combustion	Open Cycle Gas turbines (OCGT)	PL3	23.5	Y	POR03	23.5	23	5
Alcoa Portland Aluminium Pty Ltd	Portland	VIC1	Load	Non-Market	Non-Scheduled	-	-	-	-	1	450	N	-	450	509	0
Pacific Hydro Portland Wind Farm Pty Ltd	Portland Wind Farm	VIC1	Generator	Non-Market	Non-Scheduled	Wind	Wind	Renewable	Wind - Onshore	74	2	N	-	148	148	0
Snowy Hydro Limited	Pt Stanvac Power Station	SA1	Generator	Market	Scheduled	Fossil	Diesel	Combustion	Compression Reciprocating Engine	1-36	1.6	Y	PTSTAN1	57.6	65	15
Origin Energy Electricity Limited	Quarantine Power Station	SA1	Generator	Market	Scheduled	Fossil	Natural Gas	Combustion	Open Cycle Gas turbines (OCGT)	1	29	Y	QPS1	29	29.5	5
Origin Energy Electricity Limited	Quarantine Power Station	SA1	Generator	Market	Scheduled	Fossil	Natural Gas	Combustion	Open Cycle Gas turbines (OCGT)	2	24	Y	QPS2	24	25	5
Origin Energy Electricity Limited	Quarantine Power Station	SA1	Generator	Market	Scheduled	Fossil	Natural Gas	Combustion	Open Cycle Gas turbines (OCGT)	3	24	Y	QPS3	24	25	5
Origin Energy Electricity Limited	Quarantine Power Station	SA1	Generator	Market	Scheduled	Fossil	Natural Gas	Combustion	Open Cycle Gas turbines (OCGT)	4	24	Y	QPS4	24	25	5
Origin Energy Electricity Limited	Quarantine Power Station	SA1	Generator	Market	Scheduled	Fossil	Natural Gas	Combustion	Open Cycle Gas turbines (OCGT)	5	128	Y	QPS5	128	128	26
Mackay Sugar Limited	Racecourse Mill Power Station	QLD1	Generator	Non-Market	Non-Scheduled	Renewable/ Biomass / Waste	Bagasse	Combustion	Steam Sub-Critical	1	3.5	N	RACOMIL1	3.5	3.5	0
Mackay Sugar Limited	Racecourse Mill Power Station	QLD1	Generator	Non-Market	Non-Scheduled	Renewable/ Biomass / Waste	Bagasse	Combustion	Steam Sub-Critical	2	7	N	RACOMIL1	7	7	-
Mackay Sugar Limited	Racecourse Mill Power Station	QLD1	Generator	Non-Market	Non-Scheduled	Renewable/ Biomass / Waste	Bagasse	Combustion	Steam Sub-Critical	3	38	N	RACOMIL1	38	38	-
Hydro-Electric Corporation	Reece Power Station	TAS1	Generator	Market	Scheduled	Hydro	Water	Renewable	Hydro - Gravity	1	115.6	Y	REECE1	115.6	119	40
Hydro-Electric Corporation	Reece Power Station	TAS1	Generator	Market	Scheduled	Hydro	Water	Renewable	Hydro - Gravity	2	115.6	Y	REECE2	115.6	119	40
LMS Energy Pty Ltd	Remount Power Station	TAS1	Generator	Market	Non-Scheduled	Renewable/ Biomass / Waste	Landfill Methane / Landfill Gas	Combustion	Spark Ignition Reciprocating Engine	1-2	1	N	REMOUNT	2	2
Hydro-Electric Corporation	Repulse Power Station	TAS1	Generator	Market	Non-Scheduled	Hydro	Water	Renewable	Hydro - Gravity	1	28	N	REPULSE	28	29
Origin Energy Electricity Limited	Rochedale Renewable Energy Facility	QLD1	Generator	Market	Non-Scheduled	Renewable/ Biomass / Waste	Landfill Methane / Landfill Gas	Combustion	Compression Reciprocating Engine	1-4	1.1	N	ROCHEDAL	4.4	4	0
Renewable Power Australia Limited	Rocky Point Cogeneration Plant	QLD1	Generator	Market	Non-Scheduled	Renewable/ Biomass / Waste	Bagasse	Combustion	Steam Sub-Critical	1	30	N	RPCG	30	30	0
EDL LFG (Qld) Pty Ltd	Roghan Road LFG Power Plant	QLD1	Generator	Market	Non-Scheduled	Renewable/ Biomass / Waste	Bagasse	Combustion	Steam Sub-Critical	1	2	N	EDLRGNRD	2	2	0
Origin Energy Electricity Limited	Roma Gas Turbine Station	QLD1	Generator	Market	Scheduled	Fossil	Natural Gas	Combustion	Open Cycle Gas turbines (OCGT)	7	40	Y	ROMA_7	40	42	9
Origin Energy Electricity Limited	Roma Gas Turbine Station	QLD1	Generator	Market	Scheduled	Fossil	Natural Gas	Combustion	Open Cycle Gas turbines (OCGT)	8	40	Y	ROMA_8	40	42	9
Ross River Operations Pty Ltd as the Trustee for the Ross River Operations Trust	Ross River Solar Farm, Units 1-64	QLD1	Generator	Market	Semi-Scheduled	Solar	Solar	Renewable	Photovoltaic Tracking Flat panel	1-64	2	Y	RRSF1	128	116	696
Hydro-Electric Corporation	Rowallan Power Station	TAS1	Generator	Market	Non-Scheduled	Hydro	Water	Renewable	Hydro - Gravity	1	10.5	N	ROWALLAN	10.5	11
Royalla Solar Farm Pty Limited	Royalla Solar Farm	NSW1	Generator	Market	Non-Scheduled	Solar	Solar	Renewable	Photovoltaic Flat panel	1-20	1	N	ROYALLA1	20	20	0
AGL Hydro Partnership	Rubicon Mountain Streams Station	VIC1	Generator	Market	Non-Scheduled	Hydro	Water	Renewable	Hydro - Gravity	LRPS1	2.7	Y	RUBICON	2.7	2.7	0
AGL Hydro Partnership	Rubicon Mountain Streams Station	VIC1	Generator	Market	Non-Scheduled	Hydro	Water	Renewable	Hydro - Gravity	RFPS1	0.3	Y	RUBICON	0.3	0.3	0
AGL Hydro Partnership	Rubicon Mountain Streams Station	VIC1	Generator	Market	Non-Scheduled	Hydro	Water	Renewable	Hydro - Gravity	RPS1-2	4.7	Y	RUBICON	9.4	9.4	0
AGL Hydro Partnership	Rubicon Mountain Streams Station	VIC1	Generator	Market	Non-Scheduled	Hydro	Water	Renewable	Hydro - Gravity	RYPS1	0.8	Y	RUBICON	0.8	0.8	0
Braemar Power Project Pty Ltd	Rugby Run Solar Farm	QLD1	Generator	Market	Semi-Scheduled	Solar	Solar	Renewable	Photovoltaic Tracking Flat panel	1-25	2.6	N	RUGBYR1	83	65	17
Origin Energy Electricity Limited	Roma Gas Turbine Station	QLD1	Generator	Market	Scheduled	Fossil	Natural Gas	Combustion	Open Cycle Gas turbines (OCGT)	7	40	Y	ROMA_7	40	42	9
South Australian Water Corporation	SA Water Bolivar Waste Water Treatment (WWT) Plant	SA1	Generator	Market	Non-Scheduled	Renewable/ Biomass / Waste	Sewerage / Waste Water	Renewable	Pump Storage	1-1	2.7	N	BOLIVAR1	9.9	10	0
South Australian Water Corporation	SA Water Bolivar Waste Water Treatment (WWT) Plant	SA1	Generator	Market	Non-Scheduled	Renewable/ Biomass / Waste	Sewerage / Waste Water	Renewable	Pump Storage	1-3	2.4	N	BOLIVAR1	-	-	-
Salt Creek Wind Farm Pty Ltd	Salt Creek Wind Farm	VIC1	Generator	Market	Semi-Scheduled	Wind	Wind	Renewable	Wind - Onshore	1-15	3.6	Y	SALTCRK1	54	54	162
The Trustee For The SWF1 Operations Trust	Sapphire Wind Farm	NSW1	Generator	Market	Semi-Scheduled	Wind	Wind	Renewable	Wind - Onshore	1-75	3.6	Y	SAPHWF1	270	270	225
Diamond Energy Pty Ltd	Shepparton Wastewater Treatment Facility	VIC1	Generator	Market	Non-Scheduled	Renewable/ Biomass / Waste	Sewerage / Waste Water	Combustion	Compression Reciprocating Engine	1	1.1	N	SHEP1	1.1	1
Origin Energy Electricity Limited	Shoalhaven Power Station (Bendeela And Kangaroo Valley Power Station And Pumps)	NSW1	Generator	Market	Scheduled	Hydro	Water	Renewable	Hydro - Gravity	1-2	40	Y	SHGEN	240	240	12
Origin Energy Electricity Limited	Shoalhaven Power Station (Bendeela And Kangaroo Valley Power Station And Pumps)	NSW1	Generator	Market	Scheduled	Hydro	Water	Renewable	Hydro - Gravity	3-4	80	Y	SHGEN	-	-	-
Origin Energy Electricity Limited	Shoalhaven Power Station (Bendeela And Kangaroo Valley Power Station And Pumps)	NSW1	Load	Non-Market	Scheduled	-	-	-	-	1-2	40	Y	SHPUMP	240	240	12
Origin Energy Electricity Limited	Shoalhaven Power Station (Bendeela And Kangaroo Valley Power Station And Pumps)	NSW1	Load	Non-Market	Scheduled	-	-	-	-	3-4	80	Y	SHPUMP	-	-	-
AGL PARF NSW Pty Ltd	Silverton Wind Farm	NSW1	Generator	Market	Semi-Scheduled	Wind	Wind	Renewable	Wind - Onshore	1-58	3.43	Y	STWF1	198.94	198	50
Smithfield Power Generation Pty Ltd	Smithfield Energy Facility	NSW1	Generator	Market	Scheduled	Fossil	Natural Gas	Combustion	Combined Cycle Gas Turbine (CCGT)	1-3	36.3	Y	SITHE01	185	185	40
Smithfield Power Generation Pty Ltd	Smithfield Energy Facility	NSW1	Generator	Market	Scheduled	Fossil	Natural Gas	Combustion	Combined Cycle Gas Turbine (CCGT)	4	62	Y	SITHE04	-	-	-
Snowtown Wind Farm Stage 2 Pty Ltd	Snowtown South Wind Farm	SA1	Generator	Market	Semi-Scheduled	Wind	Wind	Renewable	Wind - Onshore	1-42	3	N	SNOWSTH1	126	126	50
Snowtown Wind Farm Stage 2 Pty Ltd	Snowtown Wind Farm Stage 2 North	SA1	Generator	Market	Semi-Scheduled	Wind	Wind	Renewable	Wind - Onshore	1-48	3	N	SNOWNTH1	144	144	50
Snowtown Wind Farm Pty Ltd	Snowtown Wind Farm Units 1 And 47	SA1	Generator	Market	Semi-Scheduled	Wind	Wind	Renewable	Wind - Onshore	1-47	2.1	N	SNOWTWN1	99	99	20
Synergen Power Pty Limited	Snuggery Power Station	SA1	Generator	Non-Market	Non-Scheduled					1	21	N	-	21	21
Synergen Power Pty Limited	Snuggery Power Station	SA1	Generator	Market	Scheduled	Fossil	Diesel	Combustion	Open Cycle Gas turbines (OCGT)	1-3	21	Y	SNUG1	63	69	3
AGL Hydro Partnership	Somerton Power Station	VIC1	Generator	Market	Scheduled	Fossil	Natural Gas	Combustion	Open Cycle Gas turbines (OCGT)	1-4	42.5	Y	AGLSOM	170	170	30
Progressive Green Pty Ltd	South East Water - Halllam Hydro Plant	VIC1	Generator	Market	Non-Scheduled	Hydro	Water	Renewable	Hydro - Gravity	1	0.25	N	HLMSEW01	0.25	1
Dubbo Solar Hub Pty Ltd	South Keswick Solar Farm	NSW1	Generator	Market	Non-Scheduled	Solar	Solar	Renewable	Photovoltaic Tracking Flat panel	1-6	2.5	N	SKSF1	15	13	0
EDL LFG (Vic) Pty Ltd	Springvale Landfill Gas Power Station	VIC1	Generator	Market	Non-Scheduled	Renewable/ Biomass / Waste	Landfill Methane / Landfill Gas	Combustion	Spark Ignition Reciprocating Engine	1-4	1.05	N	SVALE1	4.2	5	0
Stanwell Corporation Limited	Stanwell Power Station	QLD1	Generator	Market	Scheduled	Fossil	Black Coal	Combustion	Steam Sub-Critical	1	365	Y	STAN-1	365	385	77
Stanwell Corporation Limited	Stanwell Power Station	QLD1	Generator	Market	Scheduled	Fossil	Black Coal	Combustion	Steam Sub-Critical	2	365	Y	STAN-2	365	385	77
Stanwell Corporation Limited	Stanwell Power Station	QLD1	Generator	Market	Scheduled	Fossil	Black Coal	Combustion	Steam Sub-Critical	3	365	Y	STAN-3	365	385	77
Stanwell Corporation Limited	Stanwell Power Station	QLD1	Generator	Market	Scheduled	Fossil	Black Coal	Combustion	Steam Sub-Critical	4	365	Y	STAN-4	365	385	77
LMS Energy Pty Ltd	Stapylton Renewable Energy Facility	QLD1	Generator	Market	Non-Scheduled	Renewable/ Biomass / Waste	Landfill Methane / Landfill Gas	Combustion	Spark Ignition Reciprocating Engine	1-2	1.07	N	STAPYLTON1	2.14	2
LMS Energy Pty Ltd	Stapylton Renewable Energy Facility	QLD1	Generator	Market	Non-Scheduled	Renewable/ Biomass / Waste	Landfill Methane / Landfill Gas	Combustion	Spark Ignition Reciprocating Engine	3	0.765	N	STAPYLTON1	0.765	-
LMS Energy Pty Ltd	Stapylton Renewable Energy Facility	QLD1	Generator	Market	Non-Scheduled	Renewable/ Biomass / Waste	Landfill Methane / Landfill Gas	Combustion	Spark Ignition Reciprocating Engine	4	0.46	N	STAPYLTON1	0.46	-
Starfish Hill Wind Farm Pty Ltd	Starfish Hill Wind Farm	SA1	Generator	Market	Non-Scheduled	Wind	Wind	Renewable	Wind - Onshore	1-23	1.5	N	STARHLWF	34.5	35
Sun Metals Corporation Pty Ltd	Sun Metals Solar Farm	QLD1	Generator	Market	Semi-Scheduled	Solar	Solar	Renewable	Photovoltaic Flat panel	1-72	1.64	Y	SMCSF1	118	101	1492
Sun Metals Corporation Pty Ltd	Sun Metals Solar Farm	QLD1	Generator	Market	Semi-Scheduled	Solar	Solar	Renewable	Photovoltaic Flat panel	73-76	1.5	Y	SMCSF1	6	6	1492
Susan River Solar Pty Ltd as Trustee for Susan River Solar Trust	Susan River Solar Farm	QLD1	Generator	Market	Semi-Scheduled	Solar	Solar	Renewable	Photovoltaic Flat panel	1-49	1.74	N	SRSF1	85.26	75	255
Stanwell Corporation Limited	Swanbank B Power Station & Swanbank E Gas Turbine	QLD1	Generator	Market	Scheduled	Fossil	Natural Gas	Combustion	Combined Cycle Gas Turbine (CCGT)	1	385	Y	SWAN_E	385	385	77
EDL (TT) Pty Limited	Tahmoor Waste Coal Mine Gas Power Station	NSW1	Generator	Market	Non-Scheduled	Fossil	Waste Coal Mine Gas	Combustion	Spark Ignition Reciprocating Engine	1-7	1.006	N	TAHMOOR1	7.042	7	0
Vena Energy Services (Australia) Pty Ltd	Tailem Bend Solar Project 1, Units 1-54	SA1	Generator	Market	Semi-Scheduled	Solar	Solar	Renewable	Photovoltaic Flat Panel	1-54	1.795	Y	TBSF1	108	95	19
EnergyAustralia Pty Ltd	Tallawarra Power Station	NSW1	Generator	Market	Scheduled	Fossil	Natural Gas	Combustion	Combined Cycle Gas Turbine (CCGT)	1	440	Y	TALWA1	440	440	30
AETV Pty Ltd	Tamar Valley Combined Cycle Power Station	TAS1	Generator	Market	Scheduled	Fossil	Natural Gas	Combustion	Combined Cycle Gas Turbine (CCGT)	1	140.6	Y	TVCC201	208.6	208	9
AETV Pty Ltd	Tamar Valley Combined Cycle Power Station	TAS1	Generator	Market	Scheduled	Fossil	Natural Gas	Combustion	Combined Cycle Gas Turbine (CCGT)	2	68	Y	TVCC201	-	-	-
Taralga Wind Farm Nominees No 2 Pty Ltd (ATF Taralga Wind Farm Operating Trust)	Taralga Wind Farm	NSW1	Generator	Market	Semi-Scheduled	Wind	Wind	Renewable	Wind - Onshore	1-21	1.8	N	TARALGA1	106.8	106	180
Taralga Wind Farm Nominees No 2 Pty Ltd (ATF Taralga Wind Farm Operating Trust)	Taralga Wind Farm	NSW1	Generator	Market	Semi-Scheduled	Wind	Wind	Renewable	Wind - Onshore	22-42	2	N	TARALGA1	-	-	-
Taralga Wind Farm Nominees No 2 Pty Ltd (ATF Taralga Wind Farm Operating Trust)	Taralga Wind Farm	NSW1	Generator	Market	Semi-Scheduled	Wind	Wind	Renewable	Wind - Onshore	43-51	3	N	TARALGA1	-	-	-
Stanwell Corporation Limited	Tarong North Power Station	QLD1	Generator	Market	Scheduled	Fossil	Black Coal	Combustion	Steam Super Critical	1	443	Y	TNPS1	443	480	96
Stanwell Corporation Limited	Tarong Power Station	QLD1	Generator	Market	Scheduled	Fossil	Black Coal	Combustion	Steam Sub-Critical	1	350	Y	TARONG#1	350	385	77
Stanwell Corporation Limited	Tarong Power Station	QLD1	Generator	Market	Scheduled	Fossil	Black Coal	Combustion	Steam Sub-Critical	2	350	Y	TARONG#2	350	385	77
Stanwell Corporation Limited	Tarong Power Station	QLD1	Generator	Market	Scheduled	Fossil	Black Coal	Combustion	Steam Sub-Critical	3	350	Y	TARONG#3	350	385	77
Stanwell Corporation Limited	Tarong Power Station	QLD1	Generator	Market	Scheduled	Fossil	Black Coal	Combustion	Steam Sub-Critical	4	350	Y	TARONG#4	350	385	77
Hydro-Electric Corporation	Tarraleah Power Station	TAS1	Generator	Market	Scheduled	Hydro	Water	Renewable	Hydro - Gravity	1-6	15	Y	TARRALEA	90	94	60
Enel X Australia Pty Ltd	Tataria Bordertown Plant	SA1	Generator	Market	Non-Scheduled	Fossil	Diesel	Combustion	Compression Reciprocating Engine	1	0.5	Y	TATIARA1	0.5	1
Diamond Energy Pty Ltd	Tatura Biomass Generator	VIC1	Generator	Market	Non-Scheduled	Renewable/ Biomass / Waste	Sewerage / Waste Water	Combustion	Compression Reciprocating Engine	1	1.1	N	TATURA01	1.1	1
SA Power Networks	Temporary Generation North	SA1	Generator	Market	Non-Scheduled	Fossil	Diesel	Combustion	Open Cycle Gas turbines (OCGT)	1-5	30.8	Y	SATGN1	154	154	75
SA Power Networks	Temporary Generation South	SA1	Generator	Market	Non-Scheduled	Fossil	Diesel	Combustion	Open Cycle Gas turbines (OCGT)	1-4	30.8	Y	SATGS1	123.2	123	60
EDL (TT) Pty Limited	Teralba Power Station	NSW1	Generator	Market	Non-Scheduled	Fossil	Waste Coal Mine Gas	Combustion	Compression Reciprocating Engine	1-2,4	1	N	TERALBA	3	3	0
AGL SA Generation Pty Limited	The Bluff Wind Farm	SA1	Generator	Market	Semi-Scheduled	Wind	Wind	Renewable	Wind - Onshore	1-25	2.1	N	BLUFF1	52.5	53	30
Pacific Hydro Investments Pty Ltd	The Drop Power Station	NSW1	Generator	Market	Non-Scheduled	Hydro	Water	Renewable	Run of River	1	2.5	N	THEDROP1	2.5	3	0
Alinta Energy Retail Sales Pty Ltd	Timboon West Wind Farm	VIC1	Generator	Market	Non-Scheduled	Wind	Wind	Renewable	Wind - Onshore	1-2	3.6	Y	TIMWEST	7.2	7.2	0
Toora Wind Farm Pty Ltd	Toora Wind Farm	VIC1	Generator	Market	Non-Scheduled	Wind	Wind	Renewable	Wind - Onshore	1-12	1.75	Y	TOORAWF	21	21
AGL SA Generation Pty Limited	Torrens Island Power Station	SA1	Generator	Market	Scheduled	Fossil	Natural Gas / Fuel Oil	Combustion	Steam Sub-Critical	1	120	Y	TORRA1	120	120	20
AGL SA Generation Pty Limited	Torrens Island Power Station	SA1	Generator	Market	Scheduled	Fossil	Natural Gas / Fuel Oil	Combustion	Steam Sub-Critical	2	120	Y	TORRA2	120	120	20
AGL SA Generation Pty Limited	Torrens Island Power Station	SA1	Generator	Market	Scheduled	Fossil	Natural Gas / Fuel Oil	Combustion	Steam Sub-Critical	3	120	Y	TORRA3	120	120	15
AGL SA Generation Pty Limited	Torrens Island Power Station	SA1	Generator	Market	Scheduled	Fossil	Natural Gas / Fuel Oil	Combustion	Steam Sub-Critical	4	120	Y	TORRA4	120	120	15
AGL SA Generation Pty Limited	Torrens Island Power Station	SA1	Generator	Market	Scheduled	Fossil	Natural Gas / Fuel Oil	Combustion	Steam Sub-Critical	1	200	Y	TORRB1	200	210	20
AGL SA Generation Pty Limited	Torrens Island Power Station	SA1	Generator	Market	Scheduled	Fossil	Natural Gas / Fuel Oil	Combustion	Steam Sub-Critical	2	200	Y	TORRB2	200	210	20
AGL SA Generation Pty Limited	Torrens Island Power Station	SA1	Generator	Market	Scheduled	Fossil	Natural Gas / Fuel Oil	Combustion	Steam Sub-Critical	3	200	Y	TORRB3	200	210	20
AGL SA Generation Pty Limited	Torrens Island Power Station	SA1	Generator	Market	Scheduled	Fossil	Natural Gas / Fuel Oil	Combustion	Steam Sub-Critical	4	200	Y	TORRB4	200	210	20
Stanwell Corporation Limited	Tower Power Plant	NSW1	Generator	Market	Non-Scheduled	Fossil	Waste Coal Mine Gas	Combustion	Spark Ignition Reciprocating Engine	1-40	1.03	N	TOWER	41.2	41	0
AGL Hydro Partnership	Townsville Gas Turbine	QLD1	Generator	Market	Scheduled	Fossil	Natural Gas	Combustion	Combined Cycle Gas Turbine (CCGT)	1	160	Y	YABULU	160	174	17
AGL Hydro Partnership	Townsville Gas Turbine	QLD1	Generator	Market	Scheduled	Fossil	Natural Gas	Combustion	Combined Cycle Gas Turbine (CCGT)	2	82	Y	YABULU2	82	84	10
NovaPower Pty Ltd	Traralgon Network Support Station	VIC1	Generator	Market	Non-Scheduled	Fossil	Natural Gas	Combustion	Spark Ignition Reciprocating Engine	1-5	2	N	TGNSS1	10	10	0
Hydro-Electric Corporation	Trevallyn Power Station	TAS1	Generator	Market	Scheduled	Hydro	Water	Renewable	Hydro - Gravity	1-2	20	Y	TREVALLN	93	103	60
Hydro-Electric Corporation	Trevallyn Power Station	TAS1	Generator	Market	Scheduled	Hydro	Water	Renewable	Hydro - Gravity	3-4	26.5	Y	TREVALLN	-	-	-
Hydro-Electric Corporation	Tribute Power Station	TAS1	Generator	Market	Scheduled	Hydro	Water	Renewable	Hydro - Gravity	1	82.8	Y	TRIBUTE	82.8	92	40
Snowy Hydro Limited	Tumut 3 Power Station	NSW1	Generator	Market	Scheduled	Hydro	Water	Renewable	Hydro - Gravity	1-6	250	Y	TUMUT3	1500	1800	600
Snowy Hydro Limited	Tumut 3 Pumps	NSW1	Load	Market	Scheduled					4-6	200	Y	SNOWYP	600	600	120
Snowy Hydro Limited	Tumut Power Station	NSW1	Generator	Market	Scheduled	Hydro	Water	Renewable	Hydro - Gravity	1-4	82	Y	UPPTUMUT	616	665	320
Snowy Hydro Limited	Tumut Power Station	NSW1	Generator	Market	Scheduled	Hydro	Water	Renewable	Hydro - Gravity	5-8	72	Y	UPPTUMUT	-	-	-
Hydro-Electric Corporation	Tungatinah Power Station	TAS1	Generator	Market	Scheduled	Hydro	Water	Renewable	Hydro - Gravity	1, 2 & 5,3 & 4	25	Y	TUNGATIN	125	142	75
Origin Energy Uranquinty Power Pty Ltd	Uranquinty Power Station	NSW1	Generator	Market	Scheduled	Fossil	Natural Gas	Combustion	Open Cycle Gas turbines (OCGT)	1	166	Y	URANQ11	166	166	34
Origin Energy Uranquinty Power Pty Ltd	Uranquinty Power Station	NSW1	Generator	Market	Scheduled	Fossil	Natural Gas	Combustion	Open Cycle Gas turbines (OCGT)	2	166	Y	URANQ12	166	166	34
Origin Energy Uranquinty Power Pty Ltd	Uranquinty Power Station	NSW1	Generator	Market	Scheduled	Fossil	Natural Gas	Combustion	Open Cycle Gas turbines (OCGT)	3	166	Y	URANQ13	166	166	34
Origin Energy Uranquinty Power Pty Ltd	Uranquinty Power Station	NSW1	Generator	Market	Scheduled	Fossil	Natural Gas	Combustion	Open Cycle Gas turbines (OCGT)	4	166	Y	URANQ14	166	166	34
Diamond Energy Pty Ltd	Valdora Solar Farm	QLD1	Generator	Market	Non-Scheduled	Solar	Solar	Renewable	Photovoltaic Flat panel	1	15	Y	VALDORA1	15	15	0
Delta Electricity	Vales Point "B" Power Station	NSW1	Generator	Market	Scheduled	Fossil	Black Coal	Combustion	Steam Sub-Critical	5	660	Y	VP5	660	680	25
Delta Electricity	Vales Point "B" Power Station	NSW1	Generator	Market	Scheduled	Fossil	Black Coal	Combustion	Steam Sub-Critical	6	660	Y	VP6	660	680	25
Snowy Hydro Limited	Valley Power Peaking Facility	VIC1	Generator	Market	Scheduled	Fossil	Natural Gas	Combustion	Open Cycle Gas turbines (OCGT)	1-6	50	Y	VPGS1	50	60	11
Snowy Hydro Limited	Valley Power Peaking Facility	VIC1	Generator	Market	Scheduled	Fossil	Natural Gas	Combustion	Open Cycle Gas turbines (OCGT)	2-6	50	Y	VPGS2	50	60	11
Snowy Hydro Limited	Valley Power Peaking Facility	VIC1	Generator	Market	Scheduled	Fossil	Natural Gas	Combustion	Open Cycle Gas turbines (OCGT)	3-6	50	Y	VPGS3	50	60	11
Snowy Hydro Limited	Valley Power Peaking Facility	VIC1	Generator	Market	Scheduled	Fossil	Natural Gas	Combustion	Open Cycle Gas turbines (OCGT)	4-6	50	Y	VPGS4	50	60	11
Snowy Hydro Limited	Valley Power Peaking Facility	VIC1	Generator	Market	Scheduled	Fossil	Natural Gas	Combustion	Open Cycle Gas turbines (OCGT)	5-6	50	Y	VPGS5	50	60	11
Snowy Hydro Limited	Valley Power Peaking Facility	VIC1	Generator	Market	Scheduled	Fossil	Natural Gas	Combustion	Open Cycle Gas turbines (OCGT)	6-6	50	Y	VPGS6	50	60	11
Veolia Environmental Services (Australia) Pty Ltd	Veolia Ti Tree Bio Reactor	QLD1	Generator	Market	Non-Scheduled	Renewable/ Biomass / Waste	Landfill Methane / Landfill Gas	Combustion	Compression Reciprocating Engine	1-2	1	N	TITREE	2	2
Wilmar Sugar Pty Ltd	Victoria Mill	QLD1	Generator	Non-Market	Non-Scheduled	Renewable/ Biomass / Waste	Bagasse	Combustion	Steam Super Critical	3	5	N	-	24	24	0
Wilmar Sugar Pty Ltd	Victoria Mill	QLD1	Generator	Non-Market	Non-Scheduled	Renewable/ Biomass / Waste	Bagasse	Combustion	Steam Super Critical	4	19	N	-	-	-	-
Waterloo Wind Farm Pty Ltd	Waterloo Wind Farm	SA1	Generator	Market	Semi-Scheduled	Wind	Wind	Renewable	Wind - Onshore	1-37	3	N	WATERLWF	130.8	130	27
Waterloo Wind Farm Pty Ltd	Waterloo Wind Farm	SA1	Generator	Market	Semi-Scheduled	Wind	Wind	Renewable	Wind - Onshore	38-43	3.3	N	WATERLWF	-	-	-
AGL SA Generation Pty Limited	Wattle Point Wind Farm	SA1	Generator	Market	Non-Scheduled	Wind	Wind	Renewable	Wind - Onshore	1-55	1.65	N	WPWF	90.75	91
Pyrenees Wind Energy Development Pty Ltd	Waubra Wind Farm	VIC1	Generator	Market	Non-Scheduled	Wind	Wind	Renewable	Wind - Onshore	1-128	1.5	N	WAUBRAWF	192	192
Wemen Asset Co Pty Ltd ATF Wemen Solar Unit Trust	Wemen Solar Farm, Units 1-39	VIC1	Generator	Market	Semi-Scheduled	Solar	Solar	Renewable	Photovoltaic Tracking Flat Panel	1-39	2.256	Y	WEMENSF1	97.5	88	90
Enel X Australia Pty Ltd	West Illawarra Leagues Club Plant	NSW1	Generator	Market	Non-Scheduled	Fossil	Diesel	Combustion	Compression Reciprocating Engine	1	0.715	Y	WESTILL1	1	1
Enel X Australia Pty Ltd	West Illawarra Leagues Club Plant	NSW1	Generator	Market	Non-Scheduled	Fossil	Diesel	Combustion	Compression Reciprocating Engine	2	0.275	N	WESTILL1	-	-	-
AGL Hydro Partnership	West Kiewa Power Station	VIC1	Generator	Market	Scheduled	Hydro	Water	Renewable	Hydro - Gravity	WKIEWA1	15.5	Y	WKIEWA1	31	34	15
AGL Hydro Partnership	West Kiewa Power Station	VIC1	Generator	Market	Scheduled	Hydro	Water	Renewable	Hydro - Gravity	WKIEWA2	15.5	Y	WKIEWA2	31	34	15
AGL Hydro Partnership	West Nowra Landfill Gas Power Generation Facility	NSW1	Generator	Market	Non-Scheduled	Renewable/ Biomass / Waste	Landfill Methane / Landfill Gas	Combustion	Compression Reciprocating Engine	1	1	N	AGLNOW1	1	1
Enel X Australia Pty Ltd	Western Suburbs League Club (Campbelltown) Plant	NSW1	Generator	Market	Non-Scheduled	Fossil	Diesel	Combustion	Compression Reciprocating Engine	1	1	N	WESTCBT1	1	1
White Rock Wind Farm Pty Ltd	White Rock Solar Farm	NSW1	Generator	Market	Non-Scheduled	Solar	Solar	Renewable	Photovoltaic Flat Panel	1-8	2.75	Y	WRSF1	22	20	50
White Rock Wind Farm Pty Ltd	White Rock Wind Farm	NSW1	Generator	Market	Semi-Scheduled	Wind	Wind	Renewable	Wind - Onshore	1-70	2.5	Y	WRWF1	175	172	50
Whitsunday Solar Farm Pty Ltd	Whitsunday Solar Farm	QLD1	Generator	Market	Semi-Scheduled	Solar	Solar	Renewable	Photovoltaic Tracking Flat Panel	1-23	2.5	Y	WHITSF1	57.5	56	20
Origin Energy Electricity Limited	Whitwood Road Renewable Energy Facility	QLD1	Generator	Market	Non-Scheduled	Renewable/ Biomass / Waste	Landfill Methane / Landfill Gas	Combustion	Compression Reciprocating Engine	1	1.1	N	WHIT1	1	1	0
Santos NSW (Narrabri Power) Pty Ltd	Wilga Park B	NSW1	Generator	Market	Non-Scheduled	Fossil	Coal Seam Methane	Combustion	Spark Ignition Reciprocating Engine	1-2	3	N	WILGB01	6	6	0
Santos NSW (Narrabri Power) Pty Ltd	Wilga Park Power Station	NSW1	Generator	Market	Non-Scheduled	Fossil	Coal Seam Methane	Combustion	Spark Ignition Reciprocating Engine	1-4	1	N	WILGAPK	10	10	0
Santos NSW (Narrabri Power) Pty Ltd	Wilga Park Power Station	NSW1	Generator	Market	Non-Scheduled	Fossil	Coal Seam Methane	Combustion	Spark Ignition Reciprocating Engine	5 - 6	3	N	WILGAPK	-	-	-
Pacific Hydro Investments Pty Ltd	William Hovell Power Station	VIC1	Generator	Market	Non-Scheduled	Hydro	Water	Renewable	Run of River	1	1.5	N	WILLHOV1	1.5	2	0
Willogoleche Power Pty Ltd as Trustee for the Willogoleche Operating Trust	Willogoleche Wind Farm	SA1	Generator	Market	Semi-Scheduled	Wind	Wind	Renewable	Wind - Onshore	1-24	3.83	Y	WGWF1	91.92	119	50
Willogoleche Power Pty Ltd as Trustee for the Willogoleche Operating Trust	Willogoleche Wind Farm	SA1	Generator	Market	Semi-Scheduled	Wind	Wind	Renewable	Wind - Onshore	25-32	3.43	Y	WGWF1	27.44	119	50
Windy Hill Wind Farm Pty Ltd	Windy Hill Wind Farm	QLD1	Generator	Market	Non-Scheduled	Wind	Wind	Renewable	Wind - Onshore	1-20	0.6	Y	WHILL1	12	12
EDL LFG (SA) Pty Ltd	Wingfield 1 Landfill Gas Power Station	SA1	Generator	Market	Non-Scheduled	Renewable/ Biomass / Waste	Landfill Methane / Landfill Gas	Combustion	Spark Ignition Reciprocating Engine	1-4	1.03	N	WINGF1_1	4.12	5	0
EDL LFG (SA) Pty Ltd	Wingfield 2 Landfill Gas Power Station	SA1	Generator	Market	Non-Scheduled	Renewable/ Biomass / Waste	Landfill Methane / Landfill Gas	Combustion	Spark Ignition Reciprocating Engine	1-4	1.03	N	WINGF2_1	4.12	5	0
CS Energy Limited	Wivenhoe Power Station	QLD1	Load	Market	Scheduled	-	-	-	-	1	240	Y	PUMP1	240	245	120
CS Energy Limited	Wivenhoe Power Station	QLD1	Load	Market	Scheduled	-	-	-	-	2	240	Y	PUMP2	240	245	120
CS Energy Limited	Wivenhoe Power Station	QLD1	Generator	Market	Scheduled	Hydro	Water	Renewable	Pump Storage	1	250	Y	W/HOE#1	250	312	300
CS Energy Limited	Wivenhoe Power Station	QLD1	Generator	Market	Scheduled	Hydro	Water	Renewable	Pump Storage	2	250	Y	W/HOE#2	250	312	300
Stanwell Corporation Limited	Wivenhoe Small Hydro	QLD1	Generator	Market	Non-Scheduled	Hydro	Water	Renewable	Run of River	1	4.7	N	WIVENSH	4.7	5
LMS Energy Pty Ltd	Wollert Renewable Energy Facility	VIC1	Generator	Market	Non-Scheduled	Renewable/ Biomass / Waste	Landfill Methane / Landfill Gas	Combustion	Spark Ignition Reciprocating Engine	1-7	1.1	N	WOLLERT1	7	7	0
Progressive Green Pty Ltd	Wonthaggi Wind Farm	VIC1	Generator	Market	Non-Scheduled	Wind	Wind	Renewable	Wind - Onshore	1-6	2	Y	WONWP	12	12
EnergyAustralia Pty Ltd	Woodlawn Bioreactor Energy Generation Station	NSW1	Generator	Market	Non-Scheduled	Renewable/ Biomass / Waste	Landfill Methane / Landfill Gas	Combustion	Compression Reciprocating Engine	1-6	1.065	N	WDLNGN01	7	7
EnergyAustralia Pty Ltd	Woodlawn Bioreactor Energy Generation Station	NSW1	Generator	Market	Non-Scheduled	Renewable/ Biomass / Waste	Landfill Methane / Landfill Gas	Combustion	Compression Reciprocating Engine	7	1.065	N	WDLNGN01	-	-
Woodlawn Wind Pty Ltd	Woodlawn Wind Farm	NSW1	Generator	Market	Semi-Scheduled	Wind	Wind	Renewable	Wind - Onshore		2.1	N	WOODLWN1	48.3	48	13
Hydro-Electric Corporation	Woolnorth Studland Bay / Bluff Point Wind Farm	TAS1	Generator	Market	Non-Scheduled	Wind	Wind	Renewable	Wind - Onshore	WBP 1-37	1.75	Y	WOOLNTH1	140	140
Hydro-Electric Corporation	Woolnorth Studland Bay / Bluff Point Wind Farm	TAS1	Generator	Market	Non-Scheduled	Wind	Wind	Renewable	Wind - Onshore	WSB 1-25	3	Y	WOOLNTH1	-	-	-
AGL Hydro Partnership	Woy Woy Landfill Site	NSW1	Generator	Market	Non-Scheduled	Renewable/ Biomass / Waste	Landfill Methane / Landfill Gas	Combustion	Spark Ignition Reciprocating Engine	1	1.064	N	WOYWOY1	1.064	1	0
Hydro Power Pty Limited	Wyangala A Power Station	NSW1	Generator	Market	Non-Scheduled	Hydro	Water	Renewable	Hydro - Gravity	1	20	N	WYANGALA	20	20
Hydro Power Pty Limited	Wyangala B Power Station	NSW1	Generator	Market	Non-Scheduled	Hydro	Water	Renewable	Hydro - Gravity	1	4	N	WYANGALB	4	4
EnergyAustralia Pty Ltd	Wyndham Waste Disposal Facility	VIC1	Generator	Market	Non-Scheduled	Renewable/ Biomass / Waste	Landfill Methane / Landfill Gas	Combustion	Compression Reciprocating Engine	1	1	N	WYNDW	1	1
EnergyAustralia Yallourn Pty Ltd	Yallourn 'W' Power Station	VIC1	Generator	Market	Scheduled	Fossil	Brown Coal	Combustion	Steam Sub-Critical	1	360	Y	YWPS1	360	395	79
EnergyAustralia Yallourn Pty Ltd	Yallourn 'W' Power Station	VIC1	Generator	Market	Scheduled	Fossil	Brown Coal	Combustion	Steam Sub-Critical	2	360	Y	YWPS2	360	395	79
EnergyAustralia Yallourn Pty Ltd	Yallourn 'W' Power Station	VIC1	Generator	Market	Scheduled	Fossil	Brown Coal	Combustion	Steam Sub-Critical	3	380	Y	YWPS3	380	405	81
EnergyAustralia Yallourn Pty Ltd	Yallourn 'W' Power Station	VIC1	Generator	Market	Scheduled	Fossil	Brown Coal	Combustion	Steam Sub-Critical	4	380	Y	YWPS4	380	405	81
Pacific Hydro Yaloak South Pty Ltd	Yaloak South Wind Farm	VIC1	Generator	Market	Non-Scheduled	Wind	Wind	Renewable	Wind - Onshore	1-14	2.05	Y	YSWF1	28.7	28	172
Energy Pacific (Vic) Pty Ltd	Yambuk Wind Farm	VIC1	Generator	Market	Non-Scheduled	Wind	Wind	Renewable	Wind - Onshore	1-20	1.5	N	YAMBUKWF	30	30
AGL Hydro Partnership	Yarrawonga Hydro Power Station	VIC1	Generator	Market	Non-Scheduled	Hydro	Water	Renewable	Hydro - Gravity	1-2	4.725	N	YWNGAHYD	9	9	0
RTA Yarwun Pty Ltd	Yarwun Power Station	QLD1	Generator	Market	Non-Scheduled	Fossil	Natural Gas	Combustion	Combined Cycle Gas Turbine (CCGT)	1	154	Y	YARWUN_1	154	180	36
Alinta Energy Retail Sales Pty Ltd	Yawong Wind Farm	VIC1	Generator	Market	Non-Scheduled	Wind	Wind	Renewable	Wind - Onshore	1-2	3.6	Y	YAWWF1	7.2	7.2	0
Lal Lal Wind Farms Nom Co Pty Ltd	Yendon Wind Farm	VIC1	Generator	Market	Semi-Scheduled	Wind	Wind	Renewable	Wind - Onshore	1-38	3.763	Y	YENDWF1	144.4	142	28

## Suspended Participants
Registered Participant	ABN	Category of Participant	Time
Energy One Pty Ltd	37 076 583 018	Market Customer	24:00 hours Eastern Standard Time on 22 June 2007
Redbank Project Pty Limited	34 075 222 561	Market Scheduled Generator	24:00 hours Eastern Standard Time on 01 January 2015
GoEnergy Pty Ltd	14 097 708 104	Market Customer and Market Small Generation Aggregation	24:00 hours Eastern Standard Daylight Savings Time on 1 April 2016
Urth Energy Pty Ltd	52 601 693 109	Market Customer	24:00 hours Eastern Standard Time 1 February 2017

## Ancillary Services
Participant	Station Name	Region	DUID	Bid Type	Max Cap (MW)	Min Enablement Level	Max Enablement Level	Max Lower Angle	Max Upper Angle
AETV Pty Ltd	Tamar Valley Combined Cycle Power Station	TAS1	TVCC201	Lower5min	100	35	209	41	90
AETV Pty Ltd	Tamar Valley Combined Cycle Power Station	TAS1	TVCC201	Lower60sec	210	35	209	50	90
AETV Pty Ltd	Tamar Valley Combined Cycle Power Station	TAS1	TVCC201	Lower6sec	26	35	209	13	90
AGL Hydro Partnership	Bogong / Mackay Power Station	VIC1	MCKAY1	Lower60sec	73	0	300	45	90
AGL Hydro Partnership	Bogong / Mackay Power Station	VIC1	MCKAY1	Lower6sec	17	0	300	45	90
AGL Hydro Partnership	Bogong / Mackay Power Station	VIC1	MCKAY1	Lowerreg	300	0	300	45	90
AGL Hydro Partnership	Bogong / Mackay Power Station	VIC1	MCKAY1	Raise5min	0	0	0	0	0
AGL Hydro Partnership	Bogong / Mackay Power Station	VIC1	MCKAY1	Raise60sec	79	0	300	90	45
AGL Hydro Partnership	Bogong / Mackay Power Station	VIC1	MCKAY1	Raise6sec	11	0	300	90	45
AGL Hydro Partnership	Bogong / Mackay Power Station	VIC1	MCKAY1	Raisereg	300	0	300	90	45
AGL Hydro Partnership	Dartmouth Power Station	VIC1	DARTM1	Lower60sec	90	0	180	45	90
AGL Hydro Partnership	Dartmouth Power Station	VIC1	DARTM1	Lower6sec	20	0	180	45	90
AGL Hydro Partnership	Dartmouth Power Station	VIC1	DARTM1	Lowerreg	176	0	180	45	90
AGL Hydro Partnership	Dartmouth Power Station	VIC1	DARTM1	Raise5min	176	0	180	90	45
AGL Hydro Partnership	Dartmouth Power Station	VIC1	DARTM1	Raise60sec	90	0	180	90	45
AGL Hydro Partnership	Dartmouth Power Station	VIC1	DARTM1	Raise6sec	20	0	180	90	45
AGL Hydro Partnership	Dartmouth Power Station	VIC1	DARTM1	Raisereg	176	0	180	90	45
AGL Hydro Partnership	Eildon Power Station	VIC1	EILDON1	Lower60sec	60	0	65	45	90
AGL Hydro Partnership	Eildon Power Station	VIC1	EILDON1	Lower6sec	12	0	65	45	90
AGL Hydro Partnership	Eildon Power Station	VIC1	EILDON1	Lowerreg	60	0	65	45	90
AGL Hydro Partnership	Eildon Power Station	VIC1	EILDON1	Raise5min	60	0	65	90	45
AGL Hydro Partnership	Eildon Power Station	VIC1	EILDON1	Raise60sec	60	0	65	90	45
AGL Hydro Partnership	Eildon Power Station	VIC1	EILDON1	Raise6sec	10	0	65	90	45
AGL Hydro Partnership	Eildon Power Station	VIC1	EILDON1	Raisereg	60	0	65	90	45
AGL Hydro Partnership	Eildon Power Station	VIC1	EILDON2	Lower60sec	60	0	65	45	90
AGL Hydro Partnership	Eildon Power Station	VIC1	EILDON2	Lower6sec	12	0	65	45	90
AGL Hydro Partnership	Eildon Power Station	VIC1	EILDON2	Lowerreg	60	0	65	45	90
AGL Hydro Partnership	Eildon Power Station	VIC1	EILDON2	Raise5min	60	0	65	90	45
AGL Hydro Partnership	Eildon Power Station	VIC1	EILDON2	Raise60sec	60	0	65	90	45
AGL Hydro Partnership	Eildon Power Station	VIC1	EILDON2	Raise6sec	10	0	65	90	45
AGL Hydro Partnership	Eildon Power Station	VIC1	EILDON2	Raisereg	60	0	65	90	45
AGL Hydro Partnership	West Kiewa Power Station	VIC1	WKIEWA1	Lower60sec	7	0	34	45	90
AGL Hydro Partnership	West Kiewa Power Station	VIC1	WKIEWA1	Lower6sec	6	0	34	45	90
AGL Hydro Partnership	West Kiewa Power Station	VIC1	WKIEWA1	Lowerreg	34	0	34	45	90
AGL Hydro Partnership	West Kiewa Power Station	VIC1	WKIEWA1	Raise60sec	7	0	34	90	45
AGL Hydro Partnership	West Kiewa Power Station	VIC1	WKIEWA1	Raise6sec	5	0	34	90	45
AGL Hydro Partnership	West Kiewa Power Station	VIC1	WKIEWA1	Raisereg	34	0	34	90	45
AGL Hydro Partnership	West Kiewa Power Station	VIC1	WKIEWA2	Lower60sec	7	0	34	45	90
AGL Hydro Partnership	West Kiewa Power Station	VIC1	WKIEWA2	Lower6sec	6	0	34	45	90
AGL Hydro Partnership	West Kiewa Power Station	VIC1	WKIEWA2	Lowerreg	34	0	34	45	90
AGL Hydro Partnership	West Kiewa Power Station	VIC1	WKIEWA2	Raise60sec	7	0	34	90	45
AGL Hydro Partnership	West Kiewa Power Station	VIC1	WKIEWA2	Raise6sec	5	0	34	90	45
AGL Hydro Partnership	West Kiewa Power Station	VIC1	WKIEWA2	Raisereg	34	0	34	90	45
AGL Loy Yang Marketing Pty Ltd	Loy Yang A Power Station	VIC1	LYA1	Lower5min	70	300	580	45	90
AGL Loy Yang Marketing Pty Ltd	Loy Yang A Power Station	VIC1	LYA1	Lower60sec	70	300	580	45	90
AGL Loy Yang Marketing Pty Ltd	Loy Yang A Power Station	VIC1	LYA1	Lower6sec	70	300	580	45	90
AGL Loy Yang Marketing Pty Ltd	Loy Yang A Power Station	VIC1	LYA1	Lowerreg	50	300	580	45	90
AGL Loy Yang Marketing Pty Ltd	Loy Yang A Power Station	VIC1	LYA1	Raise5min	30	300	580	90	45
AGL Loy Yang Marketing Pty Ltd	Loy Yang A Power Station	VIC1	LYA1	Raise60sec	30	300	580	90	45
AGL Loy Yang Marketing Pty Ltd	Loy Yang A Power Station	VIC1	LYA1	Raise6sec	20	300	580	90	34
AGL Loy Yang Marketing Pty Ltd	Loy Yang A Power Station	VIC1	LYA1	Raisereg	50	300	580	90	45
AGL Loy Yang Marketing Pty Ltd	Loy Yang A Power Station	VIC1	LYA2	Lower5min	70	300	530	45	90
AGL Loy Yang Marketing Pty Ltd	Loy Yang A Power Station	VIC1	LYA2	Lower60sec	70	300	530	45	90
AGL Loy Yang Marketing Pty Ltd	Loy Yang A Power Station	VIC1	LYA2	Lower6sec	70	300	530	45	90
AGL Loy Yang Marketing Pty Ltd	Loy Yang A Power Station	VIC1	LYA2	Lowerreg	50	300	530	45	90
AGL Loy Yang Marketing Pty Ltd	Loy Yang A Power Station	VIC1	LYA2	Raise5min	30	300	530	90	45
AGL Loy Yang Marketing Pty Ltd	Loy Yang A Power Station	VIC1	LYA2	Raise60sec	30	300	530	90	24
AGL Loy Yang Marketing Pty Ltd	Loy Yang A Power Station	VIC1	LYA2	Raise6sec	20	300	530	90	16
AGL Loy Yang Marketing Pty Ltd	Loy Yang A Power Station	VIC1	LYA2	Raisereg	50	300	530	90	45
AGL Loy Yang Marketing Pty Ltd	Loy Yang A Power Station	VIC1	LYA3	Lower5min	70	300	580	45	90
AGL Loy Yang Marketing Pty Ltd	Loy Yang A Power Station	VIC1	LYA3	Lower60sec	70	300	580	45	90
AGL Loy Yang Marketing Pty Ltd	Loy Yang A Power Station	VIC1	LYA3	Lower6sec	70	300	580	45	90
AGL Loy Yang Marketing Pty Ltd	Loy Yang A Power Station	VIC1	LYA3	Lowerreg	50	300	580	45	90
AGL Loy Yang Marketing Pty Ltd	Loy Yang A Power Station	VIC1	LYA3	Raise5min	30	300	580	90	45
AGL Loy Yang Marketing Pty Ltd	Loy Yang A Power Station	VIC1	LYA3	Raise60sec	30	300	580	90	45
AGL Loy Yang Marketing Pty Ltd	Loy Yang A Power Station	VIC1	LYA3	Raise6sec	20	300	580	90	34
AGL Loy Yang Marketing Pty Ltd	Loy Yang A Power Station	VIC1	LYA3	Raisereg	50	300	580	90	45
AGL Loy Yang Marketing Pty Ltd	Loy Yang A Power Station	VIC1	LYA4	Lower5min	70	300	580	45	90
AGL Loy Yang Marketing Pty Ltd	Loy Yang A Power Station	VIC1	LYA4	Lower60sec	70	300	580	45	90
AGL Loy Yang Marketing Pty Ltd	Loy Yang A Power Station	VIC1	LYA4	Lower6sec	70	300	580	45	90
AGL Loy Yang Marketing Pty Ltd	Loy Yang A Power Station	VIC1	LYA4	Lowerreg	50	300	580	45	90
AGL Loy Yang Marketing Pty Ltd	Loy Yang A Power Station	VIC1	LYA4	Raise5min	30	300	580	90	45
AGL Loy Yang Marketing Pty Ltd	Loy Yang A Power Station	VIC1	LYA4	Raise60sec	30	300	580	90	45
AGL Loy Yang Marketing Pty Ltd	Loy Yang A Power Station	VIC1	LYA4	Raise6sec	20	300	580	90	34
AGL Loy Yang Marketing Pty Ltd	Loy Yang A Power Station	VIC1	LYA4	Raisereg	50	300	580	90	45
AGL Macquarie Pty Limited	Bayswater Power Station	NSW1	BW01	Lower5min	66	240	690	45	90
AGL Macquarie Pty Limited	Bayswater Power Station	NSW1	BW01	Lower60sec	66	234	690	45	90
AGL Macquarie Pty Limited	Bayswater Power Station	NSW1	BW01	Lower6sec	66	234	690	45	90
AGL Macquarie Pty Limited	Bayswater Power Station	NSW1	BW01	Lowerreg	100	240	690	45	90
AGL Macquarie Pty Limited	Bayswater Power Station	NSW1	BW01	Raise5min	66	240	690	90	45
AGL Macquarie Pty Limited	Bayswater Power Station	NSW1	BW01	Raise60sec	66	234	690	45	32
AGL Macquarie Pty Limited	Bayswater Power Station	NSW1	BW01	Raise6sec	66	234	690	45	32
AGL Macquarie Pty Limited	Bayswater Power Station	NSW1	BW01	Raisereg	100	240	690	90	45
AGL Macquarie Pty Limited	Bayswater Power Station	NSW1	BW02	Lower5min	66	240	690	45	90
AGL Macquarie Pty Limited	Bayswater Power Station	NSW1	BW02	Lower60sec	66	234	690	45	90
AGL Macquarie Pty Limited	Bayswater Power Station	NSW1	BW02	Lower6sec	66	234	690	45	90
AGL Macquarie Pty Limited	Bayswater Power Station	NSW1	BW02	Lowerreg	100	240	690	45	90
AGL Macquarie Pty Limited	Bayswater Power Station	NSW1	BW02	Raise5min	66	240	690	90	45
AGL Macquarie Pty Limited	Bayswater Power Station	NSW1	BW02	Raise60sec	66	234	690	45	32
AGL Macquarie Pty Limited	Bayswater Power Station	NSW1	BW02	Raise6sec	66	234	690	45	32
AGL Macquarie Pty Limited	Bayswater Power Station	NSW1	BW02	Raisereg	100	240	690	90	45
AGL Macquarie Pty Limited	Bayswater Power Station	NSW1	BW03	Lower5min	66	240	690	45	90
AGL Macquarie Pty Limited	Bayswater Power Station	NSW1	BW03	Lower60sec	66	234	690	45	90
AGL Macquarie Pty Limited	Bayswater Power Station	NSW1	BW03	Lower6sec	66	234	690	45	90
AGL Macquarie Pty Limited	Bayswater Power Station	NSW1	BW03	Lowerreg	100	240	690	45	90
AGL Macquarie Pty Limited	Bayswater Power Station	NSW1	BW03	Raise5min	66	240	690	90	45
AGL Macquarie Pty Limited	Bayswater Power Station	NSW1	BW03	Raise60sec	66	234	690	45	32
AGL Macquarie Pty Limited	Bayswater Power Station	NSW1	BW03	Raise6sec	66	234	690	45	32
AGL Macquarie Pty Limited	Bayswater Power Station	NSW1	BW03	Raisereg	100	240	690	90	45
AGL Macquarie Pty Limited	Bayswater Power Station	NSW1	BW04	Lower5min	66	240	690	45	90
AGL Macquarie Pty Limited	Bayswater Power Station	NSW1	BW04	Lower60sec	66	234	690	45	90
AGL Macquarie Pty Limited	Bayswater Power Station	NSW1	BW04	Lower6sec	66	234	690	45	90
AGL Macquarie Pty Limited	Bayswater Power Station	NSW1	BW04	Lowerreg	100	240	690	45	90
AGL Macquarie Pty Limited	Bayswater Power Station	NSW1	BW04	Raise5min	66	240	690	90	45
AGL Macquarie Pty Limited	Bayswater Power Station	NSW1	BW04	Raise60sec	66	234	690	45	32
AGL Macquarie Pty Limited	Bayswater Power Station	NSW1	BW04	Raise6sec	66	234	690	45	32
AGL Macquarie Pty Limited	Bayswater Power Station	NSW1	BW04	Raisereg	100	240	690	90	45
AGL Macquarie Pty Limited	Liddell Power Station	NSW1	LD01	Lower5min	30	240	520	45	90
AGL Macquarie Pty Limited	Liddell Power Station	NSW1	LD01	Lower60sec	100	150	520	45	90
AGL Macquarie Pty Limited	Liddell Power Station	NSW1	LD01	Lower6sec	100	150	520	45	90
AGL Macquarie Pty Limited	Liddell Power Station	NSW1	LD01	Lowerreg	20	240	520	45	90
AGL Macquarie Pty Limited	Liddell Power Station	NSW1	LD01	Raise5min	30	240	520	90	22
AGL Macquarie Pty Limited	Liddell Power Station	NSW1	LD01	Raise60sec	30	220	520	45	22
AGL Macquarie Pty Limited	Liddell Power Station	NSW1	LD01	Raise6sec	30	220	520	45	22
AGL Macquarie Pty Limited	Liddell Power Station	NSW1	LD01	Raisereg	20	240	520	90	45
AGL Macquarie Pty Limited	Liddell Power Station	NSW1	LD02	Lower5min	30	240	520	45	90
AGL Macquarie Pty Limited	Liddell Power Station	NSW1	LD02	Lower60sec	100	150	520	45	90
AGL Macquarie Pty Limited	Liddell Power Station	NSW1	LD02	Lower6sec	100	150	520	45	90
AGL Macquarie Pty Limited	Liddell Power Station	NSW1	LD02	Lowerreg	20	240	520	45	90
AGL Macquarie Pty Limited	Liddell Power Station	NSW1	LD02	Raise5min	30	240	520	90	22
AGL Macquarie Pty Limited	Liddell Power Station	NSW1	LD02	Raise60sec	30	220	520	45	22
AGL Macquarie Pty Limited	Liddell Power Station	NSW1	LD02	Raise6sec	30	220	520	45	22
AGL Macquarie Pty Limited	Liddell Power Station	NSW1	LD02	Raisereg	20	240	520	90	45
AGL Macquarie Pty Limited	Liddell Power Station	NSW1	LD03	Lower5min	30	240	520	45	90
AGL Macquarie Pty Limited	Liddell Power Station	NSW1	LD03	Lower60sec	100	150	520	45	90
AGL Macquarie Pty Limited	Liddell Power Station	NSW1	LD03	Lower6sec	100	150	520	45	90
AGL Macquarie Pty Limited	Liddell Power Station	NSW1	LD03	Lowerreg	20	240	520	45	90
AGL Macquarie Pty Limited	Liddell Power Station	NSW1	LD03	Raise5min	30	240	520	90	22
AGL Macquarie Pty Limited	Liddell Power Station	NSW1	LD03	Raise60sec	30	220	520	45	22
AGL Macquarie Pty Limited	Liddell Power Station	NSW1	LD03	Raise6sec	30	220	520	45	22
AGL Macquarie Pty Limited	Liddell Power Station	NSW1	LD03	Raisereg	20	240	520	90	45
AGL Macquarie Pty Limited	Liddell Power Station	NSW1	LD04	Lower5min	30	240	520	45	90
AGL Macquarie Pty Limited	Liddell Power Station	NSW1	LD04	Lower60sec	100	150	520	45	90
AGL Macquarie Pty Limited	Liddell Power Station	NSW1	LD04	Lower6sec	100	150	520	45	90
AGL Macquarie Pty Limited	Liddell Power Station	NSW1	LD04	Lowerreg	20	240	520	45	90
AGL Macquarie Pty Limited	Liddell Power Station	NSW1	LD04	Raise5min	30	240	520	90	22
AGL Macquarie Pty Limited	Liddell Power Station	NSW1	LD04	Raise60sec	30	220	520	45	22
AGL Macquarie Pty Limited	Liddell Power Station	NSW1	LD04	Raise6sec	30	220	520	45	22
AGL Macquarie Pty Limited	Liddell Power Station	NSW1	LD04	Raisereg	20	240	520	90	45
AGL SA Generation Pty Limited	Torrens Island Power Station	SA1	TORRA1	Lower60sec	25	50	120	63	40
AGL SA Generation Pty Limited	Torrens Island Power Station	SA1	TORRA1	Lower6sec	10	50	120	50	22
AGL SA Generation Pty Limited	Torrens Island Power Station	SA1	TORRA1	Lowerreg	25	50	120	45	45
AGL SA Generation Pty Limited	Torrens Island Power Station	SA1	TORRA1	Raise60sec	25	50	120	63	40
AGL SA Generation Pty Limited	Torrens Island Power Station	SA1	TORRA1	Raise6sec	10	50	120	50	22
AGL SA Generation Pty Limited	Torrens Island Power Station	SA1	TORRA1	Raisereg	25	50	120	45	45
AGL SA Generation Pty Limited	Torrens Island Power Station	SA1	TORRA2	Lower60sec	25	50	120	63	40
AGL SA Generation Pty Limited	Torrens Island Power Station	SA1	TORRA2	Lower6sec	10	50	120	50	22
AGL SA Generation Pty Limited	Torrens Island Power Station	SA1	TORRA2	Lowerreg	25	50	120	45	45
AGL SA Generation Pty Limited	Torrens Island Power Station	SA1	TORRA2	Raise60sec	25	50	120	63	40
AGL SA Generation Pty Limited	Torrens Island Power Station	SA1	TORRA2	Raise6sec	10	50	120	50	22
AGL SA Generation Pty Limited	Torrens Island Power Station	SA1	TORRA2	Raisereg	25	50	120	45	45
AGL SA Generation Pty Limited	Torrens Island Power Station	SA1	TORRA3	Lower60sec	25	50	120	63	40
AGL SA Generation Pty Limited	Torrens Island Power Station	SA1	TORRA3	Lower6sec	10	50	120	50	22
AGL SA Generation Pty Limited	Torrens Island Power Station	SA1	TORRA3	Lowerreg	25	50	120	45	45
AGL SA Generation Pty Limited	Torrens Island Power Station	SA1	TORRA3	Raise60sec	25	50	120	63	40
AGL SA Generation Pty Limited	Torrens Island Power Station	SA1	TORRA3	Raise6sec	10	50	120	50	22
AGL SA Generation Pty Limited	Torrens Island Power Station	SA1	TORRA3	Raisereg	25	50	120	45	45
AGL SA Generation Pty Limited	Torrens Island Power Station	SA1	TORRA4	Lower60sec	25	50	120	63	40
AGL SA Generation Pty Limited	Torrens Island Power Station	SA1	TORRA4	Lower6sec	10	50	120	50	22
AGL SA Generation Pty Limited	Torrens Island Power Station	SA1	TORRA4	Lowerreg	25	50	120	45	45
AGL SA Generation Pty Limited	Torrens Island Power Station	SA1	TORRA4	Raise60sec	25	50	120	63	40
AGL SA Generation Pty Limited	Torrens Island Power Station	SA1	TORRA4	Raise6sec	10	50	120	50	22
AGL SA Generation Pty Limited	Torrens Island Power Station	SA1	TORRA4	Raisereg	25	50	120	45	45
AGL SA Generation Pty Limited	Torrens Island Power Station	SA1	TORRB1	Lower5min	50	60	200	45	45
AGL SA Generation Pty Limited	Torrens Island Power Station	SA1	TORRB1	Lower60sec	30	40	200	55	75
AGL SA Generation Pty Limited	Torrens Island Power Station	SA1	TORRB1	Lower6sec	15	40	200	40	65
AGL SA Generation Pty Limited	Torrens Island Power Station	SA1	TORRB1	Lowerreg	25	40	200	45	45
AGL SA Generation Pty Limited	Torrens Island Power Station	SA1	TORRB1	Raise5min	50	60	200	45	45
AGL SA Generation Pty Limited	Torrens Island Power Station	SA1	TORRB1	Raise60sec	30	40	200	55	75
AGL SA Generation Pty Limited	Torrens Island Power Station	SA1	TORRB1	Raise6sec	15	40	200	40	65
AGL SA Generation Pty Limited	Torrens Island Power Station	SA1	TORRB1	Raisereg	40	40	200	45	45
AGL SA Generation Pty Limited	Torrens Island Power Station	SA1	TORRB2	Lower5min	50	60	200	45	45
AGL SA Generation Pty Limited	Torrens Island Power Station	SA1	TORRB2	Lower60sec	30	40	200	55	75
AGL SA Generation Pty Limited	Torrens Island Power Station	SA1	TORRB2	Lower6sec	15	40	200	40	65
AGL SA Generation Pty Limited	Torrens Island Power Station	SA1	TORRB2	Lowerreg	25	40	200	45	45
AGL SA Generation Pty Limited	Torrens Island Power Station	SA1	TORRB2	Raise5min	50	60	200	45	45
AGL SA Generation Pty Limited	Torrens Island Power Station	SA1	TORRB2	Raise60sec	30	40	200	55	75
AGL SA Generation Pty Limited	Torrens Island Power Station	SA1	TORRB2	Raise6sec	15	40	200	40	65
AGL SA Generation Pty Limited	Torrens Island Power Station	SA1	TORRB2	Raisereg	40	40	200	45	45
AGL SA Generation Pty Limited	Torrens Island Power Station	SA1	TORRB3	Lower5min	50	60	200	45	45
AGL SA Generation Pty Limited	Torrens Island Power Station	SA1	TORRB3	Lower60sec	30	40	200	55	75
AGL SA Generation Pty Limited	Torrens Island Power Station	SA1	TORRB3	Lower6sec	15	40	200	40	65
AGL SA Generation Pty Limited	Torrens Island Power Station	SA1	TORRB3	Lowerreg	25	40	200	45	45
AGL SA Generation Pty Limited	Torrens Island Power Station	SA1	TORRB3	Raise5min	50	60	200	45	45
AGL SA Generation Pty Limited	Torrens Island Power Station	SA1	TORRB3	Raise60sec	30	40	200	55	75
AGL SA Generation Pty Limited	Torrens Island Power Station	SA1	TORRB3	Raise6sec	15	40	200	40	65
AGL SA Generation Pty Limited	Torrens Island Power Station	SA1	TORRB3	Raisereg	40	40	200	45	45
AGL SA Generation Pty Limited	Torrens Island Power Station	SA1	TORRB4	Lower5min	50	60	200	45	45
AGL SA Generation Pty Limited	Torrens Island Power Station	SA1	TORRB4	Lower60sec	30	40	200	55	75
AGL SA Generation Pty Limited	Torrens Island Power Station	SA1	TORRB4	Lower6sec	15	40	200	40	65
AGL SA Generation Pty Limited	Torrens Island Power Station	SA1	TORRB4	Lowerreg	25	40	200	45	45
AGL SA Generation Pty Limited	Torrens Island Power Station	SA1	TORRB4	Raise5min	50	60	200	45	45
AGL SA Generation Pty Limited	Torrens Island Power Station	SA1	TORRB4	Raise60sec	30	40	200	55	75
AGL SA Generation Pty Limited	Torrens Island Power Station	SA1	TORRB4	Raise6sec	15	40	200	40	65
AGL SA Generation Pty Limited	Torrens Island Power Station	SA1	TORRB4	Raisereg	40	40	200	45	45
Alcoa Portland Aluminium Pty Ltd	Portland	VIC1	APD01	Lower5min	0	0	0	0	0
Alcoa Portland Aluminium Pty Ltd	Portland	VIC1	APD01	Lower60sec	0	0	0	0	0
Alcoa Portland Aluminium Pty Ltd	Portland	VIC1	APD01	Lower6sec	0	0	0	0	0
Alcoa Portland Aluminium Pty Ltd	Portland	VIC1	APD01	Raise5min	450	0	0	90	90
Alcoa Portland Aluminium Pty Ltd	Portland	VIC1	APD01	Raise60sec	450	0	0	90	90
Alcoa Portland Aluminium Pty Ltd	Portland	VIC1	APD01	Raise6sec	450	0	0	90	90
Alinta Energy Retail Sales Pty Ltd	Loy Yang B Power Station	VIC1	LOYYB1	Lower5min	75	320	550	45	90
Alinta Energy Retail Sales Pty Ltd	Loy Yang B Power Station	VIC1	LOYYB1	Lower60sec	100	320	550	45	90
Alinta Energy Retail Sales Pty Ltd	Loy Yang B Power Station	VIC1	LOYYB1	Lower6sec	100	320	550	45	90
Alinta Energy Retail Sales Pty Ltd	Loy Yang B Power Station	VIC1	LOYYB1	Lowerreg	75	320	550	45	90
Alinta Energy Retail Sales Pty Ltd	Loy Yang B Power Station	VIC1	LOYYB1	Raise5min	75	320	550	90	45
Alinta Energy Retail Sales Pty Ltd	Loy Yang B Power Station	VIC1	LOYYB1	Raise60sec	60	320	550	90	45
Alinta Energy Retail Sales Pty Ltd	Loy Yang B Power Station	VIC1	LOYYB1	Raise6sec	60	320	550	90	45
Alinta Energy Retail Sales Pty Ltd	Loy Yang B Power Station	VIC1	LOYYB1	Raisereg	75	320	550	90	45
Alinta Energy Retail Sales Pty Ltd	Loy Yang B Power Station	VIC1	LOYYB2	Lower5min	75	320	550	45	90
Alinta Energy Retail Sales Pty Ltd	Loy Yang B Power Station	VIC1	LOYYB2	Lower60sec	100	320	550	45	90
Alinta Energy Retail Sales Pty Ltd	Loy Yang B Power Station	VIC1	LOYYB2	Lower6sec	100	320	550	45	90
Alinta Energy Retail Sales Pty Ltd	Loy Yang B Power Station	VIC1	LOYYB2	Lowerreg	75	320	550	45	90
Alinta Energy Retail Sales Pty Ltd	Loy Yang B Power Station	VIC1	LOYYB2	Raise5min	75	320	550	90	45
Alinta Energy Retail Sales Pty Ltd	Loy Yang B Power Station	VIC1	LOYYB2	Raise60sec	60	320	550	90	45
Alinta Energy Retail Sales Pty Ltd	Loy Yang B Power Station	VIC1	LOYYB2	Raise6sec	60	320	550	90	45
Alinta Energy Retail Sales Pty Ltd	Loy Yang B Power Station	VIC1	LOYYB2	Raisereg	75	320	550	90	45
Braemar Power Project Pty Ltd	Braemar Power Station	QLD1	BRAEMAR1	Lower5min	71	97	168	45	90
Braemar Power Project Pty Ltd	Braemar Power Station	QLD1	BRAEMAR1	Lower60sec	71	97	168	45	90
Braemar Power Project Pty Ltd	Braemar Power Station	QLD1	BRAEMAR1	Lower6sec	36	97	168	45	90
Braemar Power Project Pty Ltd	Braemar Power Station	QLD1	BRAEMAR1	Lowerreg	71	97	168	45	90
Braemar Power Project Pty Ltd	Braemar Power Station	QLD1	BRAEMAR1	Raise5min	71	97	168	90	45
Braemar Power Project Pty Ltd	Braemar Power Station	QLD1	BRAEMAR1	Raise60sec	71	97	168	90	45
Braemar Power Project Pty Ltd	Braemar Power Station	QLD1	BRAEMAR1	Raise6sec	36	97	168	90	45
Braemar Power Project Pty Ltd	Braemar Power Station	QLD1	BRAEMAR1	Raisereg	71	97	168	90	45
Braemar Power Project Pty Ltd	Braemar Power Station	QLD1	BRAEMAR2	Lower5min	71	97	168	45	90
Braemar Power Project Pty Ltd	Braemar Power Station	QLD1	BRAEMAR2	Lower60sec	71	97	168	45	90
Braemar Power Project Pty Ltd	Braemar Power Station	QLD1	BRAEMAR2	Lower6sec	36	97	168	45	90
Braemar Power Project Pty Ltd	Braemar Power Station	QLD1	BRAEMAR2	Lowerreg	71	97	168	45	90
Braemar Power Project Pty Ltd	Braemar Power Station	QLD1	BRAEMAR2	Raise5min	71	97	168	90	45
Braemar Power Project Pty Ltd	Braemar Power Station	QLD1	BRAEMAR2	Raise60sec	71	97	168	90	45
Braemar Power Project Pty Ltd	Braemar Power Station	QLD1	BRAEMAR2	Raise6sec	36	97	168	90	45
Braemar Power Project Pty Ltd	Braemar Power Station	QLD1	BRAEMAR2	Raisereg	71	97	168	90	45
Braemar Power Project Pty Ltd	Braemar Power Station	QLD1	BRAEMAR3	Lower5min	71	97	168	45	90
Braemar Power Project Pty Ltd	Braemar Power Station	QLD1	BRAEMAR3	Lower60sec	71	97	168	45	90
Braemar Power Project Pty Ltd	Braemar Power Station	QLD1	BRAEMAR3	Lower6sec	36	97	168	45	90
Braemar Power Project Pty Ltd	Braemar Power Station	QLD1	BRAEMAR3	Lowerreg	71	97	168	45	90
Braemar Power Project Pty Ltd	Braemar Power Station	QLD1	BRAEMAR3	Raise5min	71	97	168	90	45
Braemar Power Project Pty Ltd	Braemar Power Station	QLD1	BRAEMAR3	Raise60sec	71	97	168	90	45
Braemar Power Project Pty Ltd	Braemar Power Station	QLD1	BRAEMAR3	Raise6sec	36	97	168	90	45
Braemar Power Project Pty Ltd	Braemar Power Station	QLD1	BRAEMAR3	Raisereg	71	97	168	90	45
CS Energy Limited	Callide Power Station	QLD1	CALL_B_1	Lower5min	35	140	350	45	90
CS Energy Limited	Callide Power Station	QLD1	CALL_B_1	Lower60sec	60	165	360	45	90
CS Energy Limited	Callide Power Station	QLD1	CALL_B_1	Lower6sec	50	165	360	45	90
CS Energy Limited	Callide Power Station	QLD1	CALL_B_1	Lowerreg	15	165	360	45	90
CS Energy Limited	Callide Power Station	QLD1	CALL_B_1	Raise5min	15	165	360	90	45
CS Energy Limited	Callide Power Station	QLD1	CALL_B_1	Raise60sec	35	165	360	90	21
CS Energy Limited	Callide Power Station	QLD1	CALL_B_1	Raise6sec	23	165	360	90	21
CS Energy Limited	Callide Power Station	QLD1	CALL_B_1	Raisereg	15	165	360	90	45
CS Energy Limited	Callide Power Station	QLD1	CALL_B_2	Lower5min	35	140	350	45	90
CS Energy Limited	Callide Power Station	QLD1	CALL_B_2	Lower60sec	60	165	360	45	90
CS Energy Limited	Callide Power Station	QLD1	CALL_B_2	Lower6sec	50	165	360	45	90
CS Energy Limited	Callide Power Station	QLD1	CALL_B_2	Lowerreg	15	165	360	45	90
CS Energy Limited	Callide Power Station	QLD1	CALL_B_2	Raise5min	15	165	360	90	45
CS Energy Limited	Callide Power Station	QLD1	CALL_B_2	Raise60sec	35	165	360	90	21
CS Energy Limited	Callide Power Station	QLD1	CALL_B_2	Raise6sec	23	165	360	90	21
CS Energy Limited	Callide Power Station	QLD1	CALL_B_2	Raisereg	15	165	360	90	45
CS Energy Limited	Gladstone Power Station	QLD1	GSTONE1	Lower5min	25	110	285	45	90
CS Energy Limited	Gladstone Power Station	QLD1	GSTONE1	Lower60sec	20	110	285	45	90
CS Energy Limited	Gladstone Power Station	QLD1	GSTONE1	Lower6sec	20	110	285	45	90
CS Energy Limited	Gladstone Power Station	QLD1	GSTONE1	Lowerreg	75	110	285	45	90
CS Energy Limited	Gladstone Power Station	QLD1	GSTONE1	Raise5min	25	105	285	90	45
CS Energy Limited	Gladstone Power Station	QLD1	GSTONE1	Raise60sec	30	110	285	90	45
CS Energy Limited	Gladstone Power Station	QLD1	GSTONE1	Raise6sec	30	110	285	90	45
CS Energy Limited	Gladstone Power Station	QLD1	GSTONE1	Raisereg	75	110	285	90	45
CS Energy Limited	Gladstone Power Station	QLD1	GSTONE2	Lower5min	25	110	285	45	90
CS Energy Limited	Gladstone Power Station	QLD1	GSTONE2	Lower60sec	20	110	285	45	90
CS Energy Limited	Gladstone Power Station	QLD1	GSTONE2	Lower6sec	20	110	285	45	90
CS Energy Limited	Gladstone Power Station	QLD1	GSTONE2	Lowerreg	75	110	285	45	90
CS Energy Limited	Gladstone Power Station	QLD1	GSTONE2	Raise5min	25	105	285	90	45
CS Energy Limited	Gladstone Power Station	QLD1	GSTONE2	Raise60sec	30	110	285	90	45
CS Energy Limited	Gladstone Power Station	QLD1	GSTONE2	Raise6sec	30	110	285	90	45
CS Energy Limited	Gladstone Power Station	QLD1	GSTONE2	Raisereg	75	110	285	90	45
CS Energy Limited	Gladstone Power Station	QLD1	GSTONE3	Lower5min	25	110	285	45	90
CS Energy Limited	Gladstone Power Station	QLD1	GSTONE3	Lower60sec	20	110	285	45	90
CS Energy Limited	Gladstone Power Station	QLD1	GSTONE3	Lower6sec	20	110	285	45	90
CS Energy Limited	Gladstone Power Station	QLD1	GSTONE3	Lowerreg	75	110	285	45	90
CS Energy Limited	Gladstone Power Station	QLD1	GSTONE3	Raise5min	25	105	285	90	45
CS Energy Limited	Gladstone Power Station	QLD1	GSTONE3	Raise60sec	30	110	285	90	45
CS Energy Limited	Gladstone Power Station	QLD1	GSTONE3	Raise6sec	30	110	285	90	45
CS Energy Limited	Gladstone Power Station	QLD1	GSTONE3	Raisereg	75	110	285	90	45
CS Energy Limited	Gladstone Power Station	QLD1	GSTONE4	Lower5min	25	110	285	45	90
CS Energy Limited	Gladstone Power Station	QLD1	GSTONE4	Lower60sec	20	110	285	45	90
CS Energy Limited	Gladstone Power Station	QLD1	GSTONE4	Lower6sec	20	110	285	45	90
CS Energy Limited	Gladstone Power Station	QLD1	GSTONE4	Lowerreg	75	110	285	45	90
CS Energy Limited	Gladstone Power Station	QLD1	GSTONE4	Raise5min	25	105	285	90	45
CS Energy Limited	Gladstone Power Station	QLD1	GSTONE4	Raise60sec	30	110	285	90	45
CS Energy Limited	Gladstone Power Station	QLD1	GSTONE4	Raise6sec	30	110	285	90	45
CS Energy Limited	Gladstone Power Station	QLD1	GSTONE4	Raisereg	75	110	285	90	45
CS Energy Limited	Gladstone Power Station	QLD1	GSTONE5	Lower5min	25	110	285	45	90
CS Energy Limited	Gladstone Power Station	QLD1	GSTONE5	Lower60sec	20	110	285	45	90
CS Energy Limited	Gladstone Power Station	QLD1	GSTONE5	Lower6sec	20	110	285	45	90
CS Energy Limited	Gladstone Power Station	QLD1	GSTONE5	Lowerreg	75	110	285	45	90
CS Energy Limited	Gladstone Power Station	QLD1	GSTONE5	Raise5min	25	105	285	90	45
CS Energy Limited	Gladstone Power Station	QLD1	GSTONE5	Raise60sec	30	110	285	90	45
CS Energy Limited	Gladstone Power Station	QLD1	GSTONE5	Raise6sec	30	110	285	90	45
CS Energy Limited	Gladstone Power Station	QLD1	GSTONE5	Raisereg	75	110	285	90	45
CS Energy Limited	Gladstone Power Station	QLD1	GSTONE6	Lower5min	25	110	285	45	90
CS Energy Limited	Gladstone Power Station	QLD1	GSTONE6	Lower60sec	20	110	285	45	90
CS Energy Limited	Gladstone Power Station	QLD1	GSTONE6	Lower6sec	20	110	285	45	90
CS Energy Limited	Gladstone Power Station	QLD1	GSTONE6	Lowerreg	75	110	285	45	90
CS Energy Limited	Gladstone Power Station	QLD1	GSTONE6	Raise5min	25	105	285	90	45
CS Energy Limited	Gladstone Power Station	QLD1	GSTONE6	Raise60sec	30	110	285	90	45
CS Energy Limited	Gladstone Power Station	QLD1	GSTONE6	Raise6sec	30	110	285	90	45
CS Energy Limited	Gladstone Power Station	QLD1	GSTONE6	Raisereg	75	110	285	90	45
CS Energy Limited	Wivenhoe Power Station	QLD1	PUMP1	Raise5min	245	0	245	45	90
CS Energy Limited	Wivenhoe Power Station	QLD1	PUMP1	Raise60sec	245	0	245	45	90
CS Energy Limited	Wivenhoe Power Station	QLD1	PUMP1	Raise6sec	245	0	245	45	90
CS Energy Limited	Wivenhoe Power Station	QLD1	PUMP2	Raise5min	245	0	245	45	90
CS Energy Limited	Wivenhoe Power Station	QLD1	PUMP2	Raise60sec	245	0	245	45	90
CS Energy Limited	Wivenhoe Power Station	QLD1	PUMP2	Raise6sec	245	0	245	45	90
CS Energy Limited	Wivenhoe Power Station	QLD1	W/HOE#1	Raise5min	300	0	300	90	45
CS Energy Limited	Wivenhoe Power Station	QLD1	W/HOE#1	Raise60sec	300	0	300	90	45
CS Energy Limited	Wivenhoe Power Station	QLD1	W/HOE#2	Raise5min	300	0	300	90	45
CS Energy Limited	Wivenhoe Power Station	QLD1	W/HOE#2	Raise60sec	300	0	300	90	45
Delta Electricity	Vales Point "B" Power Station	NSW1	VP5	Lower5min	40	280	665	45	90
Delta Electricity	Vales Point "B" Power Station	NSW1	VP5	Lower60sec	100	245	665	45	90
Delta Electricity	Vales Point "B" Power Station	NSW1	VP5	Lower6sec	60	245	665	45	90
Delta Electricity	Vales Point "B" Power Station	NSW1	VP5	Lowerreg	50	250	660	45	90
Delta Electricity	Vales Point "B" Power Station	NSW1	VP5	Raise5min	20	245	660	90	45
Delta Electricity	Vales Point "B" Power Station	NSW1	VP5	Raise60sec	33	245	660	90	45
Delta Electricity	Vales Point "B" Power Station	NSW1	VP5	Raise6sec	33	245	660	90	45
Delta Electricity	Vales Point "B" Power Station	NSW1	VP5	Raisereg	50	250	660	90	45
Delta Electricity	Vales Point "B" Power Station	NSW1	VP6	Lower5min	40	280	665	45	90
Delta Electricity	Vales Point "B" Power Station	NSW1	VP6	Lower60sec	100	245	665	45	90
Delta Electricity	Vales Point "B" Power Station	NSW1	VP6	Lower6sec	60	245	665	45	90
Delta Electricity	Vales Point "B" Power Station	NSW1	VP6	Lowerreg	50	250	660	45	90
Delta Electricity	Vales Point "B" Power Station	NSW1	VP6	Raise5min	20	245	660	90	45
Delta Electricity	Vales Point "B" Power Station	NSW1	VP6	Raise60sec	33	245	660	90	45
Delta Electricity	Vales Point "B" Power Station	NSW1	VP6	Raise6sec	33	245	660	90	45
Delta Electricity	Vales Point "B" Power Station	NSW1	VP6	Raisereg	50	250	660	90	45
Ecogen Energy Pty Ltd	Newport Power Station	VIC1	NPS	Lower60sec	120	80	510	45	45
Ecogen Energy Pty Ltd	Newport Power Station	VIC1	NPS	Lower6sec	80	99	510	45	45
Ecogen Energy Pty Ltd	Newport Power Station	VIC1	NPS	Lowerreg	50	99	510	45	45
Ecogen Energy Pty Ltd	Newport Power Station	VIC1	NPS	Raise60sec	120	99	510	45	45
Ecogen Energy Pty Ltd	Newport Power Station	VIC1	NPS	Raisereg	50	99	510	45	45
Ecogen Energy Pty Ltd	Newport Power Station	VIC1	NPS	Raise6sec	80	99	510	45	45
EnergyAustralia Pty Ltd	Ballarat Battery Energy Storage System	VIC1	BALBG1	Lowerreg	30	0	30	45	90
EnergyAustralia Pty Ltd	Ballarat Battery Energy Storage System	VIC1	BALBG1	Raise5min	30	0	30	90	45
EnergyAustralia Pty Ltd	Ballarat Battery Energy Storage System	VIC1	BALBG1	Raise60sec	30	0	30	90	45
EnergyAustralia Pty Ltd	Ballarat Battery Energy Storage System	VIC1	BALBG1	Raise6sec	30	0	30	90	45
EnergyAustralia Pty Ltd	Ballarat Battery Energy Storage System	VIC1	BALBG1	Raisereg	30	0	30	90	45
EnergyAustralia Pty Ltd	Ballarat Battery Energy Storage System	VIC1	BALBL1	Lowerreg	30	0	30	90	45
EnergyAustralia Pty Ltd	Ballarat Battery Energy Storage System	VIC1	BALBL1	Lower5min	30	0	30	90	45
EnergyAustralia Pty Ltd	Ballarat Battery Energy Storage System	VIC1	BALBL1	Lower60sec	30	0	30	90	45
EnergyAustralia Pty Ltd	Ballarat Battery Energy Storage System	VIC1	BALBL1	Lower6sec	30	0	30	90	45
EnergyAustralia Pty Ltd	Ballarat Battery Energy Storage System	VIC1	BALBL1	Raisereg	30	0	30	45	90
EnergyAustralia Pty Ltd	Gannawarra Battery Energy Storage System	VIC1	GANNBG1	Lowerreg	25	0	25	45	90
EnergyAustralia Pty Ltd	Gannawarra Battery Energy Storage System	VIC1	GANNBG1	Raisereg	25	0	25	90	45
EnergyAustralia Pty Ltd	Gannawarra Battery Energy Storage System	VIC1	GANNBL1	Lowerreg	25	0	25	90	45
EnergyAustralia Pty Ltd	Gannawarra Battery Energy Storage System	VIC1	GANNBL1	Raisereg	25	0	25	45	90
EnergyAustralia Pty Ltd	Mt Piper Power Station	NSW1	MP1	Lower5min	100	300	700	45	90
EnergyAustralia Pty Ltd	Mt Piper Power Station	NSW1	MP1	Lower60sec	100	215	700	45	90
EnergyAustralia Pty Ltd	Mt Piper Power Station	NSW1	MP1	Lower6sec	70	215	700	45	90
EnergyAustralia Pty Ltd	Mt Piper Power Station	NSW1	MP1	Lowerreg	60	220	700	36	90
EnergyAustralia Pty Ltd	Mt Piper Power Station	NSW1	MP1	Raise5min	70	215	700	45	45
EnergyAustralia Pty Ltd	Mt Piper Power Station	NSW1	MP1	Raise60sec	66	215	700	45	45
EnergyAustralia Pty Ltd	Mt Piper Power Station	NSW1	MP1	Raise6sec	66	215	700	90	45
EnergyAustralia Pty Ltd	Mt Piper Power Station	NSW1	MP1	Raisereg	60	220	700	45	45
EnergyAustralia Pty Ltd	Mt Piper Power Station	NSW1	MP2	Lower5min	100	300	700	45	90
EnergyAustralia Pty Ltd	Mt Piper Power Station	NSW1	MP2	Lower60sec	100	215	700	45	90
EnergyAustralia Pty Ltd	Mt Piper Power Station	NSW1	MP2	Lower6sec	70	215	700	45	90
EnergyAustralia Pty Ltd	Mt Piper Power Station	NSW1	MP2	Lowerreg	60	220	700	36	90
EnergyAustralia Pty Ltd	Mt Piper Power Station	NSW1	MP2	Raise5min	70	215	700	45	45
EnergyAustralia Pty Ltd	Mt Piper Power Station	NSW1	MP2	Raise60sec	66	215	700	45	45
EnergyAustralia Pty Ltd	Mt Piper Power Station	NSW1	MP2	Raise6sec	66	215	700	90	45
EnergyAustralia Pty Ltd	Mt Piper Power Station	NSW1	MP2	Raisereg	60	220	700	45	45
EnergyAustralia Yallourn Pty Ltd	Yallourn 'W' Power Station	VIC1	YWPS1	Lower5min	15	250	375	45	90
EnergyAustralia Yallourn Pty Ltd	Yallourn 'W' Power Station	VIC1	YWPS1	Lower60sec	20	220	380	45	90
EnergyAustralia Yallourn Pty Ltd	Yallourn 'W' Power Station	VIC1	YWPS1	Lower6sec	20	220	380	45	90
EnergyAustralia Yallourn Pty Ltd	Yallourn 'W' Power Station	VIC1	YWPS1	Lowerreg	15	250	365	45	90
EnergyAustralia Yallourn Pty Ltd	Yallourn 'W' Power Station	VIC1	YWPS1	Raise5min	15	250	375	90	45
EnergyAustralia Yallourn Pty Ltd	Yallourn 'W' Power Station	VIC1	YWPS1	Raise60sec	20	220	380	90	45
EnergyAustralia Yallourn Pty Ltd	Yallourn 'W' Power Station	VIC1	YWPS1	Raise6sec	20	220	380	90	45
EnergyAustralia Yallourn Pty Ltd	Yallourn 'W' Power Station	VIC1	YWPS1	Raisereg	15	250	365	90	45
EnergyAustralia Yallourn Pty Ltd	Yallourn 'W' Power Station	VIC1	YWPS2	Lower5min	15	250	375	45	90
EnergyAustralia Yallourn Pty Ltd	Yallourn 'W' Power Station	VIC1	YWPS2	Lower60sec	20	220	380	45	90
EnergyAustralia Yallourn Pty Ltd	Yallourn 'W' Power Station	VIC1	YWPS2	Lower6sec	20	220	380	45	90
EnergyAustralia Yallourn Pty Ltd	Yallourn 'W' Power Station	VIC1	YWPS2	Lowerreg	15	250	365	45	90
EnergyAustralia Yallourn Pty Ltd	Yallourn 'W' Power Station	VIC1	YWPS2	Raise5min	15	250	375	90	45
EnergyAustralia Yallourn Pty Ltd	Yallourn 'W' Power Station	VIC1	YWPS2	Raise60sec	20	220	380	90	45
EnergyAustralia Yallourn Pty Ltd	Yallourn 'W' Power Station	VIC1	YWPS2	Raise6sec	20	220	380	90	45
EnergyAustralia Yallourn Pty Ltd	Yallourn 'W' Power Station	VIC1	YWPS2	Raisereg	15	250	365	90	45
EnergyAustralia Yallourn Pty Ltd	Yallourn 'W' Power Station	VIC1	YWPS3	Lower5min	20	250	390	45	90
EnergyAustralia Yallourn Pty Ltd	Yallourn 'W' Power Station	VIC1	YWPS3	Lower60sec	20	220	400	45	90
EnergyAustralia Yallourn Pty Ltd	Yallourn 'W' Power Station	VIC1	YWPS3	Lower6sec	25	220	405	45	90
EnergyAustralia Yallourn Pty Ltd	Yallourn 'W' Power Station	VIC1	YWPS3	Lowerreg	20	250	385	45	90
EnergyAustralia Yallourn Pty Ltd	Yallourn 'W' Power Station	VIC1	YWPS3	Raise5min	20	250	390	90	45
EnergyAustralia Yallourn Pty Ltd	Yallourn 'W' Power Station	VIC1	YWPS3	Raise60sec	20	220	400	90	45
EnergyAustralia Yallourn Pty Ltd	Yallourn 'W' Power Station	VIC1	YWPS3	Raise6sec	25	220	405	90	45
EnergyAustralia Yallourn Pty Ltd	Yallourn 'W' Power Station	VIC1	YWPS3	Raisereg	20	250	385	90	45
EnergyAustralia Yallourn Pty Ltd	Yallourn 'W' Power Station	VIC1	YWPS4	Lower5min	20	250	390	45	90
EnergyAustralia Yallourn Pty Ltd	Yallourn 'W' Power Station	VIC1	YWPS4	Lower60sec	20	220	400	45	90
EnergyAustralia Yallourn Pty Ltd	Yallourn 'W' Power Station	VIC1	YWPS4	Lower6sec	25	220	405	45	90
EnergyAustralia Yallourn Pty Ltd	Yallourn 'W' Power Station	VIC1	YWPS4	Lowerreg	20	250	385	45	90
EnergyAustralia Yallourn Pty Ltd	Yallourn 'W' Power Station	VIC1	YWPS4	Raise5min	20	250	390	90	45
EnergyAustralia Yallourn Pty Ltd	Yallourn 'W' Power Station	VIC1	YWPS4	Raise60sec	20	220	400	90	45
EnergyAustralia Yallourn Pty Ltd	Yallourn 'W' Power Station	VIC1	YWPS4	Raise6sec	25	220	405	90	45
EnergyAustralia Yallourn Pty Ltd	Yallourn 'W' Power Station	VIC1	YWPS4	Raisereg	20	250	385	90	45
Enel X Australia Pty Ltd	ENOC MASP QLD	QLD1	ASQENC1	Raise5min	17	0	0	90	90
Enel X Australia Pty Ltd	ENOC MASP QLD	QLD1	ASQENC1	Raise60sec	35	0	0	90	90
Enel X Australia Pty Ltd	ENOC MASP QLD	QLD1	ASQENC1	Raise6sec	24	0	0	90	90
Enel X Australia Pty Ltd	ENOC MASP NSW	NSW1	ASNENC1	Raise5min	109	0	0	90	90
Enel X Australia Pty Ltd	ENOC MASP NSW	NSW1	ASNENC1	Raise60sec	152	0	0	90	90
Enel X Australia Pty Ltd	ENOC MASP NSW	NSW1	ASNENC1	Raise6sec	67	0	0	90	90
Enel X Australia Pty Ltd	ENOC MASP VIC	VIC1	VENUS1	Raise5min	31	0	0	90	90
Enel X Australia Pty Ltd	ENOC MASP VIC	VIC1	VENUS1	Raise60sec	49	0	0	90	90
Enel X Australia Pty Ltd	ENOC MASP VIC	VIC1	VENUS1	Raise6sec	35	0	0	90	90
Enel X Australia Pty Ltd	ENOC MASP SA	SA1	ASSENC1	Raise5min	6	0	0	90	90
Enel X Australia Pty Ltd	ENOC MASP SA	SA1	ASSENC1	Raise60sec	10	0	0	90	90
Enel X Australia Pty Ltd	ENOC MASP SA	SA1	ASSENC1	Raise6sec	7	0	0	90	90
ERM Power Retail Pty Ltd	Oakey Power Station	QLD1	OAKEY1	Raise5min	25	40	173	90	45
ERM Power Retail Pty Ltd	Oakey Power Station	QLD1	OAKEY1	Raise60sec	25	40	173	90	45
ERM Power Retail Pty Ltd	Oakey Power Station	QLD1	OAKEY1	Raisereg	50	40	173	90	45
ERM Power Retail Pty Ltd	Oakey Power Station	QLD1	OAKEY1	Lowerreg	50	40	173	45	90
ERM Power Retail Pty Ltd	Oakey Power Station	QLD1	OAKEY1	Lower60sec	25	40	173	45	90
ERM Power Retail Pty Ltd	Oakey Power Station	QLD1	OAKEY1	Lower5min	25	40	173	45	90
ERM Power Retail Pty Ltd	Oakey Power Station	QLD1	OAKEY2	Raise5min	25	40	173	90	45
ERM Power Retail Pty Ltd	Oakey Power Station	QLD1	OAKEY2	Raise60sec	25	40	173	90	45
ERM Power Retail Pty Ltd	Oakey Power Station	QLD1	OAKEY2	Raisereg	50	40	173	90	45
ERM Power Retail Pty Ltd	Oakey Power Station	QLD1	OAKEY2	Lowerreg	50	40	173	45	90
ERM Power Retail Pty Ltd	Oakey Power Station	QLD1	OAKEY2	Lower60sec	25	40	173	45	90
ERM Power Retail Pty Ltd	Oakey Power Station	QLD1	OAKEY2	Lower5min	25	40	173	45	90
Greentricity Pty Ltd	Dalrymple North Battery Energy Storage System	SA1	DALNTH01	Raise5min	30	0	30	90	45
Greentricity Pty Ltd	Dalrymple North Battery Energy Storage System	SA1	DALNTH01	Raise60sec	30	0	30	90	45
Greentricity Pty Ltd	Dalrymple North Battery Energy Storage System	SA1	DALNTH01	Raise6sec	30	0	30	90	45
Greentricity Pty Ltd	Dalrymple North Battery Energy Storage System	SA1	DALNTHL1	Lower5min	30	0	30	90	45
Greentricity Pty Ltd	Dalrymple North Battery Energy Storage System	SA1	DALNTHL1	Lower60sec	30	0	30	90	45
Greentricity Pty Ltd	Dalrymple North Battery Energy Storage System	SA1	DALNTHL1	Lower6sec	30	0	30	90	45
Hornsdale Power Reserve Pty Ltd	Hornsdale Power Reserve	SA1	HPRG1	Raisereg	100	0	100	90	45
Hornsdale Power Reserve Pty Ltd	Hornsdale Power Reserve	SA1	HPRG1	Raise5min	41	0	100	90	45
Hornsdale Power Reserve Pty Ltd	Hornsdale Power Reserve	SA1	HPRG1	Raise60sec	19	0	100	90	25
Hornsdale Power Reserve Pty Ltd	Hornsdale Power Reserve	SA1	HPRG1	Raise6sec	63	0	100	90	57
Hornsdale Power Reserve Pty Ltd	Hornsdale Power Reserve	SA1	HPRG1	Lowerreg	100	0	100	45	90
Hornsdale Power Reserve Pty Ltd	Hornsdale Power Reserve	SA1	HPRL1	Lowerreg	80	0	80	90	45
Hornsdale Power Reserve Pty Ltd	Hornsdale Power Reserve	SA1	HPRL1	Raisereg	80	0	80	45	90
Hornsdale Power Reserve Pty Ltd	Hornsdale Power Reserve	SA1	HPRL1	Lower5min	80	0	80	90	45
Hornsdale Power Reserve Pty Ltd	Hornsdale Power Reserve	SA1	HPRL1	Lower60sec	80	0	80	90	25
Hornsdale Power Reserve Pty Ltd	Hornsdale Power Reserve	SA1	HPRL1	Lower6sec	80	0	80	90	57
Hornsdale Power Reserve Pty Ltd	Hornsdale Power Reserve	SA1	HPRL1	Lowerreg	80	0	80	90	45
HWF1 Pty Ltd	Hornsdale Wind Farm 1	SA1	HDWF1	Lowerreg	20	15	102	45	63
HWF1 Pty Ltd	Hornsdale Wind Farm 1	SA1	HDWF1	Raisereg	20	15	102	90	34
HWF 2 Pty Ltd	Hornsdale Wind Farm 2	SA1	HDWF2	Lower5min	20	20	102	45	68
HWF 2 Pty Ltd	Hornsdale Wind Farm 2	SA1	HDWF2	Lower60sec	20	20	102	45	65
HWF 2 Pty Ltd	Hornsdale Wind Farm 2	SA1	HDWF2	Lowerreg	20	15	102	45	63
HWF 2 Pty Ltd	Hornsdale Wind Farm 2	SA1	HDWF2	Raise5min	20	20	102	90	14
HWF 2 Pty Ltd	Hornsdale Wind Farm 2	SA1	HDWF2	Raise60sec	20	20	102	90	21
HWF 2 Pty Ltd	Hornsdale Wind Farm 2	SA1	HDWF2	Raisereg	20	15	102	90	34
HWF3 Pty Ltd	Hornsdale Wind Farm 3	SA1	HDWF3	Lowerreg	20	15	109	45	62
HWF3 Pty Ltd	Hornsdale Wind Farm 3	SA1	HDWF3	Raisereg	20	15	109	90	33
Hydro-Electric Corporation	Bastyan Power Station	TAS1	BASTYAN	Lower5min	88	0	88	45	90
Hydro-Electric Corporation	Bastyan Power Station	TAS1	BASTYAN	Lower60sec	47	0	89	49	71
Hydro-Electric Corporation	Bastyan Power Station	TAS1	BASTYAN	Lower6sec	6	0	87	31	14
Hydro-Electric Corporation	Bastyan Power Station	TAS1	BASTYAN	Lowerreg	88	0	88	45	90
Hydro-Electric Corporation	Bastyan Power Station	TAS1	BASTYAN	Raise5min	88	0	88	90	45
Hydro-Electric Corporation	Bastyan Power Station	TAS1	BASTYAN	Raise60sec	46	0	83	82	55
Hydro-Electric Corporation	Bastyan Power Station	TAS1	BASTYAN	Raise6sec	6	0	83	48	12
Hydro-Electric Corporation	Bastyan Power Station	TAS1	BASTYAN	Raisereg	88	0	88	90	45
Hydro-Electric Corporation	Catagunya / Liapootah / Wayatinah Power Station	TAS1	LI_WY_CA	Lower5min	183	0	183	45	90
Hydro-Electric Corporation	Catagunya / Liapootah / Wayatinah Power Station	TAS1	LI_WY_CA	Lower60sec	145	0	174	63	90
Hydro-Electric Corporation	Catagunya / Liapootah / Wayatinah Power Station	TAS1	LI_WY_CA	Lower6sec	30	0	167	69	35
Hydro-Electric Corporation	Catagunya / Liapootah / Wayatinah Power Station	TAS1	LI_WY_CA	Lowerreg	183	0	183	45	90
Hydro-Electric Corporation	Catagunya / Liapootah / Wayatinah Power Station	TAS1	LI_WY_CA	Raise5min	183	0	183	90	45
Hydro-Electric Corporation	Catagunya / Liapootah / Wayatinah Power Station	TAS1	LI_WY_CA	Raise60sec	142	0	159	90	61
Hydro-Electric Corporation	Catagunya / Liapootah / Wayatinah Power Station	TAS1	LI_WY_CA	Raise6sec	25	0	155	83	23
Hydro-Electric Corporation	Catagunya / Liapootah / Wayatinah Power Station	TAS1	LI_WY_CA	Raisereg	183	0	183	90	45
Hydro-Electric Corporation	Cethana Power Station	TAS1	CETHANA	Lower5min	100	0	100	45	90
Hydro-Electric Corporation	Cethana Power Station	TAS1	CETHANA	Lower60sec	118	0	100	65	90
Hydro-Electric Corporation	Cethana Power Station	TAS1	CETHANA	Lower6sec	20	0	100	69	34
Hydro-Electric Corporation	Cethana Power Station	TAS1	CETHANA	Lowerreg	100	0	100	45	90
Hydro-Electric Corporation	Cethana Power Station	TAS1	CETHANA	Raise5min	100	0	100	90	45
Hydro-Electric Corporation	Cethana Power Station	TAS1	CETHANA	Raise60sec	121	0	100	90	61
Hydro-Electric Corporation	Cethana Power Station	TAS1	CETHANA	Raise6sec	17	0	100	90	22
Hydro-Electric Corporation	Cethana Power Station	TAS1	CETHANA	Raisereg	100	0	100	90	45
Hydro-Electric Corporation	Devils Gate Power Station	TAS1	DEVILS_G	Lower5min	67	0	67	45	90
Hydro-Electric Corporation	Devils Gate Power Station	TAS1	DEVILS_G	Lower60sec	85	0	65	61	87
Hydro-Electric Corporation	Devils Gate Power Station	TAS1	DEVILS_G	Lower6sec	11	0	63	69	38
Hydro-Electric Corporation	Devils Gate Power Station	TAS1	DEVILS_G	Lowerreg	67	0	67	45	90
Hydro-Electric Corporation	Devils Gate Power Station	TAS1	DEVILS_G	Raise5min	67	0	67	90	45
Hydro-Electric Corporation	Devils Gate Power Station	TAS1	DEVILS_G	Raise60sec	81	0	65	90	57
Hydro-Electric Corporation	Devils Gate Power Station	TAS1	DEVILS_G	Raise6sec	10	0	60	87	15
Hydro-Electric Corporation	Devils Gate Power Station	TAS1	DEVILS_G	Raisereg	67	0	67	90	45
Hydro-Electric Corporation	Fisher Power Station	TAS1	FISHER	Lower5min	46	0	46	45	90
Hydro-Electric Corporation	Fisher Power Station	TAS1	FISHER	Lower60sec	20	0	46	59	90
Hydro-Electric Corporation	Fisher Power Station	TAS1	FISHER	Lower6sec	27	6	46	34	90
Hydro-Electric Corporation	Fisher Power Station	TAS1	FISHER	Lowerreg	46	0	46	45	90
Hydro-Electric Corporation	Fisher Power Station	TAS1	FISHER	Raise5min	46	0	46	90	45
Hydro-Electric Corporation	Fisher Power Station	TAS1	FISHER	Raise60sec	21	0	46	90	67
Hydro-Electric Corporation	Fisher Power Station	TAS1	FISHER	Raise6sec	3	0	46	90	90
Hydro-Electric Corporation	Fisher Power Station	TAS1	FISHER	Raisereg	46	0	46	90	45
Hydro-Electric Corporation	Gordon Power Station	TAS1	GORDON	Lower5min	450	0	450	45	90
Hydro-Electric Corporation	Gordon Power Station	TAS1	GORDON	Lower60sec	614	0	467	64	90
Hydro-Electric Corporation	Gordon Power Station	TAS1	GORDON	Lower6sec	171	0	538	61	90
Hydro-Electric Corporation	Gordon Power Station	TAS1	GORDON	Lowerreg	450	0	450	45	90
Hydro-Electric Corporation	Gordon Power Station	TAS1	GORDON	Raise5min	450	0	450	90	45
Hydro-Electric Corporation	Gordon Power Station	TAS1	GORDON	Raise60sec	600	0	465	90	61
Hydro-Electric Corporation	Gordon Power Station	TAS1	GORDON	Raise6sec	144	0	471	90	43
Hydro-Electric Corporation	Gordon Power Station	TAS1	GORDON	Raisereg	450	0	450	90	45
Hydro-Electric Corporation	John Butters Power Station	TAS1	JBUTTERS	Lower5min	144	0	144	45	90
Hydro-Electric Corporation	John Butters Power Station	TAS1	JBUTTERS	Lower60sec	158	0	144	64	90
Hydro-Electric Corporation	John Butters Power Station	TAS1	JBUTTERS	Lower6sec	35	0	144	62	45
Hydro-Electric Corporation	John Butters Power Station	TAS1	JBUTTERS	Lowerreg	144	0	144	45	90
Hydro-Electric Corporation	John Butters Power Station	TAS1	JBUTTERS	Raise5min	144	0	144	90	45
Hydro-Electric Corporation	John Butters Power Station	TAS1	JBUTTERS	Raise60sec	158	0	144	90	61
Hydro-Electric Corporation	John Butters Power Station	TAS1	JBUTTERS	Raise6sec	39	0	144	81	27
Hydro-Electric Corporation	John Butters Power Station	TAS1	JBUTTERS	Raisereg	144	0	144	90	45
Hydro-Electric Corporation	Lemonthyme / Wilmot Power Station	TAS1	LEM_WIL	Lower5min	72	0	86	45	90
Hydro-Electric Corporation	Lemonthyme / Wilmot Power Station	TAS1	LEM_WIL	Lower60sec	28	0	87	63	83
Hydro-Electric Corporation	Lemonthyme / Wilmot Power Station	TAS1	LEM_WIL	Lower6sec	24	7	86	23	90
Hydro-Electric Corporation	Lemonthyme / Wilmot Power Station	TAS1	LEM_WIL	Lowerreg	82	0	86	45	90
Hydro-Electric Corporation	Lemonthyme / Wilmot Power Station	TAS1	LEM_WIL	Raise5min	72	0	86	90	45
Hydro-Electric Corporation	Lemonthyme / Wilmot Power Station	TAS1	LEM_WIL	Raise60sec	11	0	87	90	53
Hydro-Electric Corporation	Lemonthyme / Wilmot Power Station	TAS1	LEM_WIL	Raise6sec	2	0	86	23	6
Hydro-Electric Corporation	Lemonthyme / Wilmot Power Station	TAS1	LEM_WIL	Raisereg	82	0	86	90	45
Hydro-Electric Corporation	Mackintosh Power Station	TAS1	MACKNTSH	Lower5min	89	0	89	45	90
Hydro-Electric Corporation	Mackintosh Power Station	TAS1	MACKNTSH	Lower60sec	50	0	90	50	81
Hydro-Electric Corporation	Mackintosh Power Station	TAS1	MACKNTSH	Lower6sec	5	0	90	30	12
Hydro-Electric Corporation	Mackintosh Power Station	TAS1	MACKNTSH	Lowerreg	89	0	89	45	90
Hydro-Electric Corporation	Mackintosh Power Station	TAS1	MACKNTSH	Raise5min	89	0	89	90	45
Hydro-Electric Corporation	Mackintosh Power Station	TAS1	MACKNTSH	Raise60sec	50	0	89	77	54
Hydro-Electric Corporation	Mackintosh Power Station	TAS1	MACKNTSH	Raise6sec	5	0	88	46	10
Hydro-Electric Corporation	Mackintosh Power Station	TAS1	MACKNTSH	Raisereg	89	0	89	90	45
Hydro-Electric Corporation	Meadowbank Power Station	TAS1	MEADOWBK	Lower5min	40	0	42	45	90
Hydro-Electric Corporation	Meadowbank Power Station	TAS1	MEADOWBK	Lower60sec	41	0	42	64	89
Hydro-Electric Corporation	Meadowbank Power Station	TAS1	MEADOWBK	Lower6sec	5	0	42	69	84
Hydro-Electric Corporation	Meadowbank Power Station	TAS1	MEADOWBK	Lowerreg	40	0	42	45	90
Hydro-Electric Corporation	Meadowbank Power Station	TAS1	MEADOWBK	Raise5min	40	0	42	90	45
Hydro-Electric Corporation	Meadowbank Power Station	TAS1	MEADOWBK	Raise60sec	39	0	42	90	61
Hydro-Electric Corporation	Meadowbank Power Station	TAS1	MEADOWBK	Raise6sec	13	0	44	90	32
Hydro-Electric Corporation	Meadowbank Power Station	TAS1	MEADOWBK	Raisereg	40	0	42	90	45
Hydro-Electric Corporation	Poatina Power Station	TAS1	POAT110	Lower5min	80	0	124	45	90
Hydro-Electric Corporation	Poatina Power Station	TAS1	POAT110	Lower60sec	130	0	124	64	90
Hydro-Electric Corporation	Poatina Power Station	TAS1	POAT110	Lower6sec	63	0	124	57	90
Hydro-Electric Corporation	Poatina Power Station	TAS1	POAT110	Lowerreg	100	0	124	45	90
Hydro-Electric Corporation	Poatina Power Station	TAS1	POAT110	Raise5min	80	0	124	90	45
Hydro-Electric Corporation	Poatina Power Station	TAS1	POAT110	Raise60sec	35	0	124	90	64
Hydro-Electric Corporation	Poatina Power Station	TAS1	POAT110	Raise6sec	10	0	124	90	90
Hydro-Electric Corporation	Poatina Power Station	TAS1	POAT110	Raisereg	100	0	124	90	45
Hydro-Electric Corporation	Poatina Power Station	TAS1	POAT220	Lower5min	160	0	248	45	90
Hydro-Electric Corporation	Poatina Power Station	TAS1	POAT220	Lower60sec	288	0	248	64	90
Hydro-Electric Corporation	Poatina Power Station	TAS1	POAT220	Lower6sec	124	0	248	57	90
Hydro-Electric Corporation	Poatina Power Station	TAS1	POAT220	Lowerreg	200	0	248	45	90
Hydro-Electric Corporation	Poatina Power Station	TAS1	POAT220	Raise5min	160	0	248	90	45
Hydro-Electric Corporation	Poatina Power Station	TAS1	POAT220	Raise60sec	95	0	248	90	56
Hydro-Electric Corporation	Poatina Power Station	TAS1	POAT220	Raise6sec	4	0	158	90	16
Hydro-Electric Corporation	Poatina Power Station	TAS1	POAT220	Raisereg	200	0	248	90	45
Hydro-Electric Corporation	Reece Power Station	TAS1	REECE1	Lower5min	119	0	119	45	90
Hydro-Electric Corporation	Reece Power Station	TAS1	REECE1	Lower60sec	90	0	120	58	76
Hydro-Electric Corporation	Reece Power Station	TAS1	REECE1	Lower6sec	21	0	119	34	16
Hydro-Electric Corporation	Reece Power Station	TAS1	REECE1	Lowerreg	119	0	119	45	90
Hydro-Electric Corporation	Reece Power Station	TAS1	REECE1	Raise5min	119	0	119	90	45
Hydro-Electric Corporation	Reece Power Station	TAS1	REECE1	Raise60sec	75	0	117	90	59
Hydro-Electric Corporation	Reece Power Station	TAS1	REECE1	Raise6sec	21	0	118	46	13
Hydro-Electric Corporation	Reece Power Station	TAS1	REECE1	Raisereg	119	0	119	90	45
Hydro-Electric Corporation	Reece Power Station	TAS1	REECE2	Lower5min	119	0	119	45	90
Hydro-Electric Corporation	Reece Power Station	TAS1	REECE2	Lower60sec	126	0	119	60	90
Hydro-Electric Corporation	Reece Power Station	TAS1	REECE2	Lower6sec	31	0	148	58	18
Hydro-Electric Corporation	Reece Power Station	TAS1	REECE2	Lowerreg	119	0	119	45	90
Hydro-Electric Corporation	Reece Power Station	TAS1	REECE2	Raise5min	119	0	119	90	45
Hydro-Electric Corporation	Reece Power Station	TAS1	REECE2	Raise60sec	108	0	119	90	63
Hydro-Electric Corporation	Reece Power Station	TAS1	REECE2	Raise6sec	31	0	119	90	15
Hydro-Electric Corporation	Reece Power Station	TAS1	REECE2	Raisereg	119	0	119	90	45
Hydro-Electric Corporation	Tarraleah Power Station	TAS1	TARRALEA	Lower6sec	25	0	90	30	90
Hydro-Electric Corporation	Trevallyn Power Station	TAS1	TREVALLN	Lower5min	101	0	101	45	90
Hydro-Electric Corporation	Trevallyn Power Station	TAS1	TREVALLN	Lower60sec	31	0	103	64	54
Hydro-Electric Corporation	Trevallyn Power Station	TAS1	TREVALLN	Lower6sec	14	0	93	32	33
Hydro-Electric Corporation	Trevallyn Power Station	TAS1	TREVALLN	Lowerreg	101	0	101	45	90
Hydro-Electric Corporation	Trevallyn Power Station	TAS1	TREVALLN	Raise5min	101	0	101	90	45
Hydro-Electric Corporation	Trevallyn Power Station	TAS1	TREVALLN	Raise60sec	29	0	103	83	41
Hydro-Electric Corporation	Trevallyn Power Station	TAS1	TREVALLN	Raise6sec	13	0	91	90	28
Hydro-Electric Corporation	Trevallyn Power Station	TAS1	TREVALLN	Raisereg	101	0	101	90	45
Hydro-Electric Corporation	Tribute Power Station	TAS1	TRIBUTE	Lower5min	84	0	84	45	90
Hydro-Electric Corporation	Tribute Power Station	TAS1	TRIBUTE	Lower60sec	80	0	92	61	81
Hydro-Electric Corporation	Tribute Power Station	TAS1	TRIBUTE	Lower6sec	11	0	92	40	16
Hydro-Electric Corporation	Tribute Power Station	TAS1	TRIBUTE	Lowerreg	84	0	84	45	90
Hydro-Electric Corporation	Tribute Power Station	TAS1	TRIBUTE	Raise5min	84	0	84	90	45
Hydro-Electric Corporation	Tribute Power Station	TAS1	TRIBUTE	Raise60sec	73	0	93	90	58
Hydro-Electric Corporation	Tribute Power Station	TAS1	TRIBUTE	Raise6sec	10	0	92	78	14
Hydro-Electric Corporation	Tribute Power Station	TAS1	TRIBUTE	Raisereg	84	0	84	90	45
Hydro-Electric Corporation	Tungatinah Power Station	TAS1	TUNGATIN	Lower5min	140	0	140	45	90
Hydro-Electric Corporation	Tungatinah Power Station	TAS1	TUNGATIN	Lower60sec	150	0	140	59	90
Hydro-Electric Corporation	Tungatinah Power Station	TAS1	TUNGATIN	Lower6sec	20	0	140	57	66
Hydro-Electric Corporation	Tungatinah Power Station	TAS1	TUNGATIN	Lowerreg	140	0	140	45	90
Hydro-Electric Corporation	Tungatinah Power Station	TAS1	TUNGATIN	Raise5min	140	0	140	90	45
Hydro-Electric Corporation	Tungatinah Power Station	TAS1	TUNGATIN	Raise60sec	150	0	145	90	61
Hydro-Electric Corporation	Tungatinah Power Station	TAS1	TUNGATIN	Raise6sec	35	0	145	90	29
Hydro-Electric Corporation	HydroTas MASP TAS	TAS1	ASTHYD1	Raise6sec	105	0	0	90	90
Icon Retail Investments Limited and AGL ACT Retail Investments Pty Ltd, trading as ActewAGL Retail	ActewAGL VPP	NSW1	ASNACTW1	Lower5min	1	0	0	90	90
Icon Retail Investments Limited and AGL ACT Retail Investments Pty Ltd, trading as ActewAGL Retail	ActewAGL VPP	NSW1	ASNACTW1	Lower60sec	1	0	0	90	90
Icon Retail Investments Limited and AGL ACT Retail Investments Pty Ltd, trading as ActewAGL Retail	ActewAGL VPP	NSW1	ASNACTW1	Lower6sec	1	0	0	90	90
Millmerran Energy Trader Pty Ltd	Millmerran Power Plant	QLD1	MPP_1	Lowerreg	25	350	435	45	90
Millmerran Energy Trader Pty Ltd	Millmerran Power Plant	QLD1	MPP_1	Raisereg	25	350	435	90	45
Millmerran Energy Trader Pty Ltd	Millmerran Power Plant	QLD1	MPP_2	Lowerreg	25	350	435	45	90
Millmerran Energy Trader Pty Ltd	Millmerran Power Plant	QLD1	MPP_2	Raisereg	25	350	435	90	45
Origin Energy Electricity Limited	Darling Downs Power Station	QLD1	DDPS1	Lowerreg	50	58	663	45	90
Origin Energy Electricity Limited	Darling Downs Power Station	QLD1	DDPS1	Raisereg	50	58	663	90	45
Origin Energy Electricity Limited	Eraring Power Station	NSW1	ER01	Lower5min	50	180	750	45	90
Origin Energy Electricity Limited	Eraring Power Station	NSW1	ER01	Lower60sec	83	180	750	45	90
Origin Energy Electricity Limited	Eraring Power Station	NSW1	ER01	Lower6sec	50	180	750	45	90
Origin Energy Electricity Limited	Eraring Power Station	NSW1	ER01	Lowerreg	100	150	750	45	90
Origin Energy Electricity Limited	Eraring Power Station	NSW1	ER01	Raise5min	50	180	750	90	45
Origin Energy Electricity Limited	Eraring Power Station	NSW1	ER01	Raise60sec	83	180	750	90	45
Origin Energy Electricity Limited	Eraring Power Station	NSW1	ER01	Raise6sec	50	180	750	90	45
Origin Energy Electricity Limited	Eraring Power Station	NSW1	ER01	Raisereg	100	150	750	90	45
Origin Energy Electricity Limited	Eraring Power Station	NSW1	ER02	Lower5min	50	180	750	45	90
Origin Energy Electricity Limited	Eraring Power Station	NSW1	ER02	Lower60sec	83	180	750	45	90
Origin Energy Electricity Limited	Eraring Power Station	NSW1	ER02	Lower6sec	50	180	750	45	90
Origin Energy Electricity Limited	Eraring Power Station	NSW1	ER02	Lowerreg	100	150	750	45	90
Origin Energy Electricity Limited	Eraring Power Station	NSW1	ER02	Raise5min	50	180	750	90	45
Origin Energy Electricity Limited	Eraring Power Station	NSW1	ER02	Raise60sec	83	180	750	90	45
Origin Energy Electricity Limited	Eraring Power Station	NSW1	ER02	Raise6sec	50	180	750	90	45
Origin Energy Electricity Limited	Eraring Power Station	NSW1	ER02	Raisereg	100	150	750	90	45
Origin Energy Electricity Limited	Eraring Power Station	NSW1	ER03	Lower5min	50	180	750	45	90
Origin Energy Electricity Limited	Eraring Power Station	NSW1	ER03	Lower60sec	83	180	750	45	90
Origin Energy Electricity Limited	Eraring Power Station	NSW1	ER03	Lower6sec	50	180	750	45	90
Origin Energy Electricity Limited	Eraring Power Station	NSW1	ER03	Lowerreg	100	150	750	45	90
Origin Energy Electricity Limited	Eraring Power Station	NSW1	ER03	Raise5min	50	180	750	90	45
Origin Energy Electricity Limited	Eraring Power Station	NSW1	ER03	Raise60sec	83	180	750	90	45
Origin Energy Electricity Limited	Eraring Power Station	NSW1	ER03	Raise6sec	50	180	750	90	45
Origin Energy Electricity Limited	Eraring Power Station	NSW1	ER03	Raisereg	100	150	750	90	45
Origin Energy Electricity Limited	Eraring Power Station	NSW1	ER04	Lower5min	50	180	750	45	90
Origin Energy Electricity Limited	Eraring Power Station	NSW1	ER04	Lower60sec	83	180	750	45	90
Origin Energy Electricity Limited	Eraring Power Station	NSW1	ER04	Lower6sec	50	180	750	45	90
Origin Energy Electricity Limited	Eraring Power Station	NSW1	ER04	Lowerreg	100	150	750	45	90
Origin Energy Electricity Limited	Eraring Power Station	NSW1	ER04	Raise5min	50	180	750	90	45
Origin Energy Electricity Limited	Eraring Power Station	NSW1	ER04	Raise60sec	83	180	750	90	45
Origin Energy Electricity Limited	Eraring Power Station	NSW1	ER04	Raise6sec	50	180	750	90	45
Origin Energy Electricity Limited	Eraring Power Station	NSW1	ER04	Raisereg	100	150	750	90	45
Origin Energy Electricity Limited	Mortlake Power Station	VIC1	MORTLK11	Lowerreg	65	20	292	45	90
Origin Energy Electricity Limited	Mortlake Power Station	VIC1	MORTLK11	Raisereg	65	20	292	90	45
Origin Energy Electricity Limited	Mortlake Power Station	VIC1	MORTLK12	Lowerreg	65	20	292	45	90
Origin Energy Electricity Limited	Mortlake Power Station	VIC1	MORTLK12	Raisereg	65	20	292	90	45
Origin Energy Electricity Limited	Mt Stuart Power Station	QLD1	MSTUART1	Lowerreg	42	43	144	45	90
Origin Energy Electricity Limited	Mt Stuart Power Station	QLD1	MSTUART1	Raisereg	42	43	144	90	45
Origin Energy Electricity Limited	Mt Stuart Power Station	QLD1	MSTUART2	Lowerreg	42	43	144	45	90
Origin Energy Electricity Limited	Mt Stuart Power Station	QLD1	MSTUART2	Raisereg	42	43	144	90	45
Origin Energy Electricity Limited	Osborne Power Station	SA1	OSB-AG	Lower5min	3	145	196	20	90
Origin Energy Electricity Limited	Osborne Power Station	SA1	OSB-AG	Lower60sec	14	145	196	30	90
Origin Energy Electricity Limited	Osborne Power Station	SA1	OSB-AG	Lower6sec	14	145	196	30	90
Origin Energy Electricity Limited	Osborne Power Station	SA1	OSB-AG	Lowerreg	36	145	196	35	90
Origin Energy Electricity Limited	Osborne Power Station	SA1	OSB-AG	Raise5min	3	145	196	90	20
Origin Energy Electricity Limited	Osborne Power Station	SA1	OSB-AG	Raise60sec	14	145	196	90	30
Origin Energy Electricity Limited	Osborne Power Station	SA1	OSB-AG	Raise6sec	14	145	196	90	30
Origin Energy Electricity Limited	Osborne Power Station	SA1	OSB-AG	Raisereg	36	145	196	90	35
Origin Energy Electricity Limited	Quarantine Power Station	SA1	QPS5	Lowerreg	50	74	128	45	90
Origin Energy Electricity Limited	Quarantine Power Station	SA1	QPS5	Raisereg	50	74	128	90	45
Origin Energy Electricity Limited	Quarantine Power Station	SA1	QPS5	Lower6sec	16	74	128	45	90
Origin Energy Electricity Limited	Quarantine Power Station	SA1	QPS5	Raise6sec	11	74	128	90	45
Pelican Point Power Limited	Pelican Point Power Station	SA1	PPCCGT	Lower60sec	30	140	510	45	90
Pelican Point Power Limited	Pelican Point Power Station	SA1	PPCCGT	Lower6sec	35	140	500	45	90
Pelican Point Power Limited	Pelican Point Power Station	SA1	PPCCGT	Lowerreg	100	140	510	45	90
Pelican Point Power Limited	Pelican Point Power Station	SA1	PPCCGT	Raise60sec	30	140	510	90	45
Pelican Point Power Limited	Pelican Point Power Station	SA1	PPCCGT	Raise6sec	35	140	500	90	45
Pelican Point Power Limited	Pelican Point Power Station	SA1	PPCCGT	Raisereg	100	140	510	90	45
Snowy Hydro Limited	Guthega Power Station	NSW1	GUTHEGA	Lower5min	30	0	65	45	90
Snowy Hydro Limited	Guthega Power Station	NSW1	GUTHEGA	Lower60sec	10	0	65	45	90
Snowy Hydro Limited	Guthega Power Station	NSW1	GUTHEGA	Lowerreg	30	0	65	45	90
Snowy Hydro Limited	Guthega Power Station	NSW1	GUTHEGA	Raise5min	30	0	65	90	45
Snowy Hydro Limited	Guthega Power Station	NSW1	GUTHEGA	Raise60sec	10	0	65	90	45
Snowy Hydro Limited	Guthega Power Station	NSW1	GUTHEGA	Raisereg	30	0	65	90	45
Snowy Hydro Limited	Jindabyne Pump At Guthega	VIC1	SNOWYGJP	Raise5min	70	0	0	90	90
Snowy Hydro Limited	Jindabyne Pump At Guthega	VIC1	SNOWYGJP	Raise60sec	140	0	0	90	90
Snowy Hydro Limited	Jindabyne Pump At Guthega	VIC1	SNOWYGJP	Raise6sec	93	0	0	90	90
Snowy Hydro Limited	Lonsdale Power Station	SA1	LONSDALE	Lowerreg	21	5	21	45	90
Snowy Hydro Limited	Lonsdale Power Station	SA1	LONSDALE	Raisereg	21	5	21	90	45
Snowy Hydro Limited	Murray Power Station	VIC1	MURRAY	Lower5min	500	0	1510	45	90
Snowy Hydro Limited	Murray Power Station	VIC1	MURRAY	Lower60sec	500	0	1510	45	90
Snowy Hydro Limited	Murray Power Station	VIC1	MURRAY	Lower6sec	40	0	1510	45	90
Snowy Hydro Limited	Murray Power Station	VIC1	MURRAY	Lowerreg	500	0	1510	45	90
Snowy Hydro Limited	Murray Power Station	VIC1	MURRAY	Raise5min	500	0	1510	90	45
Snowy Hydro Limited	Murray Power Station	VIC1	MURRAY	Raise60sec	250	0	1510	90	45
Snowy Hydro Limited	Murray Power Station	VIC1	MURRAY	Raise6sec	40	0	1510	90	45
Snowy Hydro Limited	Murray Power Station	VIC1	MURRAY	Raisereg	500	0	1510	90	45
Snowy Hydro Limited	Tumut 3 Power Station	NSW1	TUMUT3	Lower5min	500	0	1500	45	90
Snowy Hydro Limited	Tumut 3 Power Station	NSW1	TUMUT3	Lower60sec	500	0	1500	45	90
Snowy Hydro Limited	Tumut 3 Power Station	NSW1	TUMUT3	Lower6sec	40	0	1500	45	90
Snowy Hydro Limited	Tumut 3 Power Station	NSW1	TUMUT3	Lowerreg	500	0	1500	45	90
Snowy Hydro Limited	Tumut 3 Power Station	NSW1	TUMUT3	Raise5min	500	0	1500	90	45
Snowy Hydro Limited	Tumut 3 Power Station	NSW1	TUMUT3	Raise60sec	250	0	1500	90	45
Snowy Hydro Limited	Tumut 3 Power Station	NSW1	TUMUT3	Raise6sec	40	0	1500	90	45
Snowy Hydro Limited	Tumut 3 Power Station	NSW1	TUMUT3	Raisereg	500	0	1500	90	45
Snowy Hydro Limited	Tumut 3 Pumps	NSW1	SNOWYP	Lower5min	200	0	600	90	45
Snowy Hydro Limited	Tumut 3 Pumps	NSW1	SNOWYP	Raise5min	600	0	1200	53	90
Snowy Hydro Limited	Tumut 3 Pumps	NSW1	SNOWYP	Raise60sec	1200	0	1200	53	90
Snowy Hydro Limited	Tumut 3 Pumps	NSW1	SNOWYP	Raise6sec	800	0	1200	53	90
Snowy Hydro Limited	Tumut Power Station	NSW1	UPPTUMUT	Lower5min	250	0	665	45	90
Snowy Hydro Limited	Tumut Power Station	NSW1	UPPTUMUT	Lower60sec	250	0	665	45	90
Snowy Hydro Limited	Tumut Power Station	NSW1	UPPTUMUT	Lower6sec	20	0	665	45	90
Snowy Hydro Limited	Tumut Power Station	NSW1	UPPTUMUT	Lowerreg	250	0	665	45	90
Snowy Hydro Limited	Tumut Power Station	NSW1	UPPTUMUT	Raise5min	250	0	665	90	45
Snowy Hydro Limited	Tumut Power Station	NSW1	UPPTUMUT	Raise60sec	125	0	665	90	45
Snowy Hydro Limited	Tumut Power Station	NSW1	UPPTUMUT	Raise6sec	20	0	665	90	45
Snowy Hydro Limited	Tumut Power Station	NSW1	UPPTUMUT	Raisereg	250	0	665	90	45
Stanwell Corporation Limited	Mackay Gas Turbine	QLD1	MACKAYGT	Raise5min	34	0	34	90	45
Stanwell Corporation Limited	Stanwell Power Station	QLD1	STAN-1	Lower5min	350	0	350	45	90
Stanwell Corporation Limited	Stanwell Power Station	QLD1	STAN-1	Lower60sec	70	140	385	45	90
Stanwell Corporation Limited	Stanwell Power Station	QLD1	STAN-1	Lower6sec	70	140	385	45	90
Stanwell Corporation Limited	Stanwell Power Station	QLD1	STAN-1	Lowerreg	30	140	385	45	90
Stanwell Corporation Limited	Stanwell Power Station	QLD1	STAN-1	Raise60sec	70	0	360	90	45
Stanwell Corporation Limited	Stanwell Power Station	QLD1	STAN-1	Raise6sec	70	0	360	90	45
Stanwell Corporation Limited	Stanwell Power Station	QLD1	STAN-1	Raisereg	30	0	385	90	45
Stanwell Corporation Limited	Stanwell Power Station	QLD1	STAN-2	Lower5min	350	0	350	45	90
Stanwell Corporation Limited	Stanwell Power Station	QLD1	STAN-2	Lower60sec	70	140	385	45	90
Stanwell Corporation Limited	Stanwell Power Station	QLD1	STAN-2	Lower6sec	70	140	385	45	90
Stanwell Corporation Limited	Stanwell Power Station	QLD1	STAN-2	Lowerreg	30	140	385	45	90
Stanwell Corporation Limited	Stanwell Power Station	QLD1	STAN-2	Raise60sec	70	0	360	90	45
Stanwell Corporation Limited	Stanwell Power Station	QLD1	STAN-2	Raise6sec	70	0	360	90	45
Stanwell Corporation Limited	Stanwell Power Station	QLD1	STAN-2	Raisereg	30	0	360	90	45
Stanwell Corporation Limited	Stanwell Power Station	QLD1	STAN-3	Lower5min	350	0	350	45	90
Stanwell Corporation Limited	Stanwell Power Station	QLD1	STAN-3	Lower60sec	70	140	385	45	90
Stanwell Corporation Limited	Stanwell Power Station	QLD1	STAN-3	Lower6sec	70	140	385	45	90
Stanwell Corporation Limited	Stanwell Power Station	QLD1	STAN-3	Lowerreg	30	140	385	45	90
Stanwell Corporation Limited	Stanwell Power Station	QLD1	STAN-3	Raise60sec	70	0	360	90	45
Stanwell Corporation Limited	Stanwell Power Station	QLD1	STAN-3	Raise6sec	70	0	360	90	45
Stanwell Corporation Limited	Stanwell Power Station	QLD1	STAN-3	Raisereg	30	0	385	90	45
Stanwell Corporation Limited	Stanwell Power Station	QLD1	STAN-4	Lower5min	350	0	350	45	90
Stanwell Corporation Limited	Stanwell Power Station	QLD1	STAN-4	Lower60sec	70	140	385	45	90
Stanwell Corporation Limited	Stanwell Power Station	QLD1	STAN-4	Lower6sec	70	140	385	45	90
Stanwell Corporation Limited	Stanwell Power Station	QLD1	STAN-4	Lowerreg	30	140	385	45	90
Stanwell Corporation Limited	Stanwell Power Station	QLD1	STAN-4	Raise60sec	70	0	350	90	45
Stanwell Corporation Limited	Stanwell Power Station	QLD1	STAN-4	Raise6sec	70	0	350	90	45
Stanwell Corporation Limited	Stanwell Power Station	QLD1	STAN-4	Raisereg	30	0	385	90	45
Stanwell Corporation Limited	Swanbank B Power Station & Swanbank E Gas Turbine	QLD1	SWAN_E	Lower60sec	50	150	385	90	90
Stanwell Corporation Limited	Swanbank B Power Station & Swanbank E Gas Turbine	QLD1	SWAN_E	Lowerreg	57	145	385	45	90
Stanwell Corporation Limited	Swanbank B Power Station & Swanbank E Gas Turbine	QLD1	SWAN_E	Raise60sec	50	150	385	90	30
Stanwell Corporation Limited	Swanbank B Power Station & Swanbank E Gas Turbine	QLD1	SWAN_E	Raisereg	57	145	385	90	45
Stanwell Corporation Limited	Tarong Power Station	QLD1	TARONG#1	Lower5min	385	0	385	45	90
Stanwell Corporation Limited	Tarong Power Station	QLD1	TARONG#1	Lower60sec	35	140	385	45	90
Stanwell Corporation Limited	Tarong Power Station	QLD1	TARONG#1	Lower6sec	20	140	385	45	90
Stanwell Corporation Limited	Tarong Power Station	QLD1	TARONG#1	Lowerreg	25	140	385	45	90
Stanwell Corporation Limited	Tarong Power Station	QLD1	TARONG#1	Raise5min	20	140	360	90	45
Stanwell Corporation Limited	Tarong Power Station	QLD1	TARONG#1	Raise60sec	35	140	385	90	45
Stanwell Corporation Limited	Tarong Power Station	QLD1	TARONG#1	Raise6sec	20	140	385	90	45
Stanwell Corporation Limited	Tarong Power Station	QLD1	TARONG#1	Raisereg	18	140	385	90	45
Stanwell Corporation Limited	Tarong Power Station	QLD1	TARONG#2	Lower5min	385	0	385	45	90
Stanwell Corporation Limited	Tarong Power Station	QLD1	TARONG#2	Lower60sec	35	140	385	45	90
Stanwell Corporation Limited	Tarong Power Station	QLD1	TARONG#2	Lower6sec	20	140	385	45	90
Stanwell Corporation Limited	Tarong Power Station	QLD1	TARONG#2	Lowerreg	25	140	385	45	90
Stanwell Corporation Limited	Tarong Power Station	QLD1	TARONG#2	Raise5min	20	140	360	90	45
Stanwell Corporation Limited	Tarong Power Station	QLD1	TARONG#2	Raise60sec	35	140	385	90	45
Stanwell Corporation Limited	Tarong Power Station	QLD1	TARONG#2	Raise6sec	20	140	385	90	45
Stanwell Corporation Limited	Tarong Power Station	QLD1	TARONG#2	Raisereg	18	140	385	90	45
Stanwell Corporation Limited	Tarong Power Station	QLD1	TARONG#3	Lower5min	385	0	385	45	90
Stanwell Corporation Limited	Tarong Power Station	QLD1	TARONG#3	Lower60sec	35	140	385	45	90
Stanwell Corporation Limited	Tarong Power Station	QLD1	TARONG#3	Lower6sec	20	140	385	45	90
Stanwell Corporation Limited	Tarong Power Station	QLD1	TARONG#3	Lowerreg	25	140	385	45	90
Stanwell Corporation Limited	Tarong Power Station	QLD1	TARONG#3	Raise5min	20	140	360	90	45
Stanwell Corporation Limited	Tarong Power Station	QLD1	TARONG#3	Raise60sec	35	140	385	90	45
Stanwell Corporation Limited	Tarong Power Station	QLD1	TARONG#3	Raise6sec	20	140	385	90	45
Stanwell Corporation Limited	Tarong Power Station	QLD1	TARONG#3	Raisereg	18	140	385	90	45
Stanwell Corporation Limited	Tarong Power Station	QLD1	TARONG#4	Lower5min	385	0	385	45	90
Stanwell Corporation Limited	Tarong Power Station	QLD1	TARONG#4	Lower60sec	35	140	385	45	90
Stanwell Corporation Limited	Tarong Power Station	QLD1	TARONG#4	Lower6sec	20	140	385	45	90
Stanwell Corporation Limited	Tarong Power Station	QLD1	TARONG#4	Lowerreg	25	140	385	45	90
Stanwell Corporation Limited	Tarong Power Station	QLD1	TARONG#4	Raise5min	20	140	360	90	45
Stanwell Corporation Limited	Tarong Power Station	QLD1	TARONG#4	Raise60sec	35	140	385	90	45
Stanwell Corporation Limited	Tarong Power Station	QLD1	TARONG#4	Raise6sec	20	140	385	90	45
Stanwell Corporation Limited	Tarong Power Station	QLD1	TARONG#4	Raisereg	18	140	385	90	45

Key to Abbreviations appearing in the above Table
DUID: Dispatchable Unit ID
Max Cap: Maximum Capacity
Min Enablement Level: Minumum Enablement Level
Max Enablement Level: Max Enablement Level
Max Lower Angle: Maximum Lower Angle
Max Upper Angle: Maximum Upper Angle

## Exemption - small generation
COMPANY	ABN	GENERATING SYSTEM	BASIS OF APPLICATION FOR EXEMPTION FROM REGISTRATION
Alfred Health	27 318 956 319	The Alfred Hospital Unit 1	Small generating system - nameplate rating exceeds 5 MW, but is less than 30 MW; and exports less than 20 GWh in any 12-month period.
Australia Pacific Airports (Melbourne) Pty Limited	62 076 999 114	Melbourne Airport Tri-gen, units 1-4	Small generating system - nameplate rating exceeds 5 MW, but is less than 30 MW; and will not be able to export in excess of 20GWH.
Barwon Health	45 877 249 165	The Geelong Hospital Unit 1	Small generating system - nameplate rating exceeds 5 MW, but is less than 30 MW; and exports less than 20 GWh in any 12-month period.
Benedict Recycling Pty Ltd	71 123 156 507	Benedict Recycling Waste to Energy Plant Unit 1	Small generating system - nameplate rating exceeds 5 MW, but is less than 30 MW; and will not be capable of exporting more than 20 GWh in any 12-month period.
BHP Billiton Olympic Dam Limited	99 007 835 761	Olympic Dam	Clause 2.2.1(c) of the Rules – the primary purpose for which the relevant generating unit or generating units operate is local use and the sent out electricity rarely, if ever, exceeds 30MW
Blayney and Crookwell Windfarm Pty Ltd	88 612 416 029	Blayney Wind Farm Units 1 - 15	Small generating system - nameplate rating exceeds 5MW, but is less than 30MW and exports less than 20 GWh in any 12 - month period
BlueScope Steel (AIS) Pty Ltd	19 000 019 625	Port Kembla Steel Works No.22 TA, No.21 TA, No.27 TAC and No.5TRT	Small generating system - nameplate rating exceeds 5 MW, but is less than 30 MW; and exports less than 20 GWh in any 12-month period.
Bulgana Wind Farm Pty Ltd	29 162 201 569	Bulgana Green Power Hub, wind units 1-56	Exemption - < 5 MW for Commissioning under clause 2.2.1(c), on the basis that less than 5 MW of generation will be connected to the network at all times while the exemption is in effect. This will expire no later than 24 August 2019
Bundaberg Sugar Limited	24 077 102 526	Bingera Sugar Mill	Small generating system - nameplate rating exceeds 5 MW, but is less than 30 MW; and exports less than 20 GWh in any 12-month period.
Bundaberg Sugar Limited	24 077 102 526	Millaquin Sugar Mill Units 2 - 4	Small generating system - nameplate rating exceeds 5 MW, but is less than 30 MW; and exports less than 20 GWh in any 12-month period.
Carbon Energy (Operations) Pty Ltd	61 105 176 967	Bloodwood Creek Power Stations Unit 1-3	Small generating system - nameplate rating exceeds 5 MW, but is less than 30 MW; and exports less than 20 GWh in any 12-month period.
Como Glasshouse No2 Pty Ltd	47 604 272 942	Como Glasshouse No 2	Small generating system - nameplate rating exceeds 5 MW, but is less than 30 MW; and exports less than 20 GWh in any 12-month period.
Dept of Health QLD(T/A Lady Cilento Children's Hospital)	66 329 169 412	Queensland Children's Hospital Energy Plant Units 1-6	Small generating system - nameplate rating exceeds 5 MW, but is less thatn 30 MW and exports less than 20 GWh in any 12 month period.
Dunblane Solar Pty Ltd	36 619 008 418	Dunblane Solar Farm Unit 1-4	Small generating system - nameplate rating exceeds 5 MW, but is less than 30 MW; and exports less than 20 GWh in any 12-month period.
EarthPower Technologies Sydney Pty Ltd	71 085 528 427	EarthPower Biomass Plant Units 1-3	Small generating system - a combined nameplate rating of less than 5 MW
Flagstaff Enterprises Pty Ltd	59 625 801 112	Baroota Solar Farm	Small generating system - nameplate rating exceeds 5 MW, but is less than 30 MW; and exports less than 20 GWh in any 12-month period.
GridX Power Pty Ltd	22 100 209 354	GridX Qantas Trigeneration Plant	Small generating system - nameplate rating exceeds 5 MW, but is less than 30 MW; and exports less than 20 GWh in any 12-month period.; and sent out generation is purchased in its entirety by the local retailer or by a customer at the same connection point
Kennedy Energy Park Pty Ltd	81 605 095 298	Kennedy Energy Park	Exemption - < 5 MW for Commissioning under clause 2.2.1(c), on the basis that less than 5 MW of generation will be connected to the network at all times while the exemption is in effect. This will expire no later than 12 September 2019.
Hydro- Electric Corporation	48 072 377 158	Upper Lake Margaret Power Station and Lower Lake Margaret Power Station	Small generating system - nameplate rating exceeds 5 MW, but is less than 30 MW; and the facility is subject to extenuating circumstances.
Kimberly-Clark Australia Limited	65 000 032 333	KCA Millicent Mill Co-generation Facility Unit 1	Small generating system - nameplate rating exceeds 5 MW, but is less than 30 MW; and exports less than 20 GWh in any 12-month period.
Lakeland Solar & Storage Pty Limited	86 606 530 198	Lakeland Solar & Storage Units 1-12	Small generating system - nameplate rating exceeds 5 MW, but is less than 30 MW; and exports less than 20 GWh in any 12-month period.
Limondale Sun Farm Pty Ltd	66 617 558 728	Limondale Solar Farm 2 Units 1-14	Exemption - < 5 MW for Commissioning under clause 2.2.1(c), on the basis that less than 5 MW of generation will be connected to the network at all times while the exemption is in effect. This will expire no later than 5 September 2019.
Mackay Sugar Limited	12 057 463 671	Farleigh Mill Unit 1- 4	Small generating system - nameplate rating exceeds 5 MW, but is less than 30 MW; and exports less than 20 GWh in any 12-month period.
Mackay Sugar Limited	12 057 463 671	Marian Mill Units 1-3	Small generating system - nameplate rating exceeds 5 MW, but is less than 30 MW; and exports less than 20 GWh in any 12-month period.
Mackay Sugar Limited	12 057 463 671	Mossman Central Mill Power Station	Small generating system - nameplate rating exceeds 5 MW, but is less than 30 MW; and exports less than 20 GWh in any 12-month period.
Melbourne Health	73 802 706 972	The Royal Melbourne Units 1-2	Small generating system - nameplate rating exceeds 5 MW, but is less than 30 MW; and exports less than 20 GWh in any 12-month period.
Melbourne Water Corporation	81 945 386 953	Thompson River Dam Hydro Generator Unit 1	Small generating system - nameplate rating exceeds 5 MW, but is less than 30 MW; and exports less than 20 GWh in any 12-month period.
Melbourne Water Corporation	81 945 386 953	Winneke Treatment Plant Solar Farm	Small generating system - nameplate rating exceeds 5 MW, but is less than 30 MW; and exports less than 20 GWh in any 12-month period.
Melbourne Water Corporation	81 945 386 953	Eastern Treatment Plant Solar Farm	Small generating system - nameplate rating exceeds 5 MW, but is less than 30 MW; and exports less than 20 GWh in any 12-month period.
Momentum Energy Pty Limited	42 100 569 159	St Vincent's Hospital Unit 1	Small generating systems - nameplate ratings exceeds 5 MW, but is less than 30 MW; and exports less than 20 GWh in any 12-month period.
Momentum Energy Pty Limited	42 100 569 159	The Dandenong Hospital, Unit 1	Small generating systems - nameplate ratings exceeds 5 MW, but is less than 30 MW; and exports less than 20 GWh in any 12-month period.
Momentum Energy Pty Limited	42 100 569 159	The Alfred Hospital Unit 1	Small generating systems - nameplate ratings exceeds 5 MW, but is less than 30 MW; and exports less than 20 GWh in any 12-month period.
Momentum Energy Pty Limited	42 100 569 159	The Geelong Hospital Unit 1	Small generating systems - nameplate ratings exceeds 5 MW, but is less than 30 MW; and exports less than 20 GWh in any 12-month period.
Momentum Energy Pty Limited	42 100 569 159	The Royal Melbourne Unit 1	Small generating systems - nameplate ratings exceeds 5 MW, but is less than 30 MW; and exports less than 20 GWh in any 12-month period.
Momentum Energy Pty Limited	42 100 569 159	The Royal Melbourne Unit 2	Small generating systems - nameplate ratings exceeds 5 MW, but is less than 30 MW; and exports less than 20 GWh in any 12-month period.
Monash Health	82 142 080 338	The Dandenong Hospital, Unit 1	Small generating systems - nameplate ratings exceeds 5 MW, but is less than 30 MW; and exports less than 20 GWh in any 12-month period.
Mossman Central Mill Company Limited	31 009 657 103	Mossman Central Mill Power Station	Small generating system - nameplate rating exceeds 5 MW, but is less than 30 MW; and exports less than 20 GWh in any 12-month period.
MSF Sugar Pty Ltd	11 009 658 708	Maryborough Sugar Factory	Small generating system - nameplate rating exceeds 5 MW, but is less than 30 MW; and exports less than 20 GWh in any 12-month period.
MSF Sugar Pty Ltd	11 009 658 708	South Johnstone Sugar Mill Units 1-3	Small generating system - nameplate rating exceeds 5 MW, but is less than 30 MW; and exports less than 20 GWh in any 12-month period.
MSF Sugar Pty Ltd	11 009 658 708	Tableland Sugar Mill	Small generating system - nameplate rating exceeds 5 MW, but is less than 30 MW; and exports less than 20 GWh in any 12-month period.
Newcastle City Council	25 242 068 129	Newcastle Council Summerhill Solar Farm	Small generating systems - nameplate ratings exceeds 5 MW, but is less than 30 MW; and exports less than 20 GWh in any 12-month period.
NEXTDC Limited	35 143 582 521	NEXTDC B2 Datacentre - Backup Generators, Units 1-6	Small generating system - nameplate rating exceeds 5 MW, but is less than 30 MW; and exports less than 20 GWh in any 12-month period.
NEXTDC Limited	35 143 582 521	NEXTDC M1 Melbourne Facility Units 1-6	Small generating system - nameplate rating exceeds 5 MW, but is less than 30 MW; and exports less than 20 GWh in any 12-month period.
NEXTDC Limited	35 143 582 521	NextDC S1 Plant units 1-13	Small generating system - nameplate rating exceeds 5 MW, but is less than 30 MW; and exports less than 20 GWh in any 12-month period.
OneSteel Manufacturing Pty Ltd	42 004 651 325	Whyalla Steelworks Units 1-5	Small generating system - nameplate rating exceeds 5 MW, and exports less than 20 GWh in any 12-month period.
OneSun Capital 10MW Operating Pty Ltd	75 159 029 017	Williamsdale Solar Farm 1	Small generating system - nameplate rating exceeds 5 MW, and exports less than 20 GWh in any 12-month period.
OZ Mineral Prominent Hill Operations Pty Ltd	63 091 546 691	Oxiana Prominent Hill Standby Power Station Units 1 - 5	Small generating system - nameplate rating exceeds 5 MW, but is less than 30 MW; and exports less than 20 GWh in any 12-month period.
Pirie Solar Farm Pty Ltd	77 624 758 425	Pirie Solar Farm Units 1-2	Small generating system - nameplate rating exceeds 5 MW, but is less than 30 MW; and exports less than 20 GWh in any 12-month period.
Photon Energy Engineering Australia Pty Ltd	71 159 386 295	Fivebough Solar Farm 1	Small generating system - a nameplate rating of less than 5 MW
Photon Energy Engineering Australia Pty Ltd	71 159 386 295	Fivebough Solar Farm 2	Small generating system - a nameplate rating of less than 5 MW
Qenos Pty Ltd	62 054 196 771	Qenos Altona Co-Generation Facility Unit 1	Small generating system - nameplate rating exceeds 5 MW, but is less than 30 MW; and exports less than 20 GWh in any 12-month period.; and sent out generation is purchased in its entirety by the local retailer or by a customer at the same connection point
Queensland Nickel Pty Ltd	85 009 842 068	Yabulu Refinery Units 1 - 4	Does not deliberately export electricity. Any temporary export as a result of lost plant load would be negligible.
Robinvale Project Pty Ltd (ACN 624249234) as The Trustee for Robinvale Project Unit Trust	47 410 937 028	Robinvale Solar Farm - Units 1-178	Small generating system - nameplate rating exceeds 5 MW, but is less than 30 MW; and exports less than 20 GWh in any 12-month period.
Simplot Australia Pty Ltd	98 070 579 609	Simplot Ulverstone Cogeneration Faciity	Small generating system - nameplate rating exceeds 5 MW, but is less than 30 MW; and exports less than 20 GWh in any 12-month period.
Solar PowerStations Victoria Pty Ltd	93 600 588 949	Swan Hill Solar Farm 1 Unit 1	Small generating system - nameplate rating exceeds 5 MW, but is less than 30 MW; and exports less than 20 GWh in any 12-month period.
Solar PowerStations Victoria Pty Ltd	93 600 588 949	Swan Hill Solar Farm 2 Unit 1	Small generating system - nameplate rating exceeds 5 MW, but is less than 30 MW; and exports less than 20 GWh in any 12-month period.
Spotless Services Pty Ltd	83 072 293 880	Sushine Coast University Public Hospital	Small generating system - nameplate rating exceeds 5 MW, but is less than 30 MW; and exports less than 20 GWh in any 12-month period.
St Vincent's Hospital (Melbourne) Limited	22 052 110 755	St Vincent's Hospital Unit 1	Small generating system - nameplate rating exceeds 5 MW, but is less than 30 MW; and exports less than 20 GWh in any 12-month period.
Sun Metals corporation Litd	97 074 241 982	Zinc Refinery Unit 1	Small generating system - nameplate rating exceeds 5 MW, but is less than 30 MW; and exports less than 20 GWh in any 12-month period.
Tasmanian Electro Metallurgical Company Pty Ltd	23 004 456 035	Energy Recover Unit, Temco Road	Small generating system - nameplate rating exceeds 5 MW, but is less than 30 MW; and exports less than 20 GWh in any 12-month period.
Telstra Corporation Limited	33 051 775 556	Telstra Clayton Data Centre - New Data Centre Units 1-8	Small generating system - nameplate rating exceeds 5 MW, but is less than 30 MW; and exports less than 20 GWh in any 12-month period.
Telstra Corporation Limited	33 051 775 556	Telstra Clayton Data Centre - New Energy Centre Units 1-5	Small generating system - nameplate rating exceeds 5 MW, but is less than 30 MW; and exports less than 20 GWh in any 12-month period.
The Trustee for Sustainable Energy Infrastructure Trust	50 746 683 694	Qenos Altona Co-Generation Facility Unit 1	Small generating system - nameplate rating exceeds 5 MW, but is less than 30 MW; and exports less than 20 GWh in any 12-month period.
The Trustee for Sustainable Energy Infrastructure Trust	50 746 683 694	Werribee Western Treatment Plant Melbourne Water Unit 1 - 9	Small generating system - nameplate rating exceeds 5 MW, but is less than 30 MW; and exports less than 20 GWh in any 12-month period.
Townsville Hospital and Health Service	86 747 187 217	Townsville Hospital Emergency Generators Units 1-6	Small generating system - nameplate rating exceeds 5 MW, but is less than 30 MW; and exports less than 20 GWh in any 12-month period.
TrustPower Australia Holdings Pty Ltd	15 101 038 331	Snowtown Wind Farm’s S95 Prototype Turbine	S95 Prototype Turbine is a small generating system
Tully Sugar Ltd	92 011 030 256	Tully Sugar Mill Unit 1 - 5	Small generating system - nameplate rating exceeds 5 MW, but is less than 30 MW;
Visy Pulp and Paper Pty Ltd	30 086 513 144	Tumut Mill Generating Unit 1	Extenuating circumstances - no capability of exporting to a transmission or distribution sytem in excess of 5MW
Visy Pulp and Paper Pty Ltd	30 086 513 144	Tumut Mill Generating Unit 2	Small generating system - nameplate rating exceeds 5 MW, but is less than 30 MW; and exports less than 20 GWh in any 12-month period.
Wilmar Sugar (Prosperine) Pty Ltd	49 098 999 994	Proserpine Sugar Mill Units 1-3	Small generating system - nameplate rating exceeds 5 MW, but is less than 30 MW; and exports less than 20 GWh in any 12-month period.
Wilmar Sugar Australia Limited	47 098 999 985	Inkerman Mill Units 1-2	Small generating system - nameplate rating exceeds 5 MW, but is less than 30 MW; and exports less than 20 GWh in any 12-month period.
Wilmar Sugar Australia Limited	47 098 999 985	Kalamia Mill Unit 1	Small generating system - nameplate rating exceeds 5 MW, but is less than 30 MW; and exports less than 20 GWh in any 12-month period.
Wilmar Sugar Australia Limited	47 098 999 985	Macknade Mill Units 1-2	Small generating system - nameplate rating exceeds 5 MW, but is less than 30 MW; and exports less than 20 GWh in any 12-month period.
Wilmar Sugar Australia Limited	47 098 999 985	Plane Creek Mill Units 1-2	Small generating system - nameplate rating exceeds 5 MW, but is less than 30 MW; and exports less than 20 GWh in any 12-month period.
Woolworths Group Limited	80 000 014 675	Melbourne South Regional Distribution Center, 1MW Solar and 4.8MW Uninterruptible Power Supply batteries	Small generating system - nameplate rating exceeds 5 MW, but is less than 30 MW; and exports less than 20 GWh in any 12-month period.
Xstrata Coal (NSW) Pty Ltd	18 097 523 058	Beltana - CSG Power Station Units 1 - 3	Small generating system - nameplate rating exceeds 5 MW, but is less than 30 MW; and exports less than 20 GWh in any 12-month period.
Yurika Pty Ltd	100 214 131	Bromelton Generating System Unit 1 - 15	Small generating system - nameplate rating exceeds 5 MW, but is less than 30 MW; and exports less than 20 GWh in any 12-month period.

## Exemption - Intermediary
Company	Participant Category	Facility	Intermediary	Effective Date
The Trustee for Sustainable Energy Infrastructure Trust (ABN 50 746 683 694)	Generator	AGL SITA Landfill 1	AGL Hydro Partnership (ABN 86 076 691 481)	11 September 2018
EDL CSM (NSW) Pty Ltd (A.C.N. 064 847 490)	Generator	Appin Power Plant and Tower Power Plant.	Stanwell Corporation (37 078 848 674)	3 February 2016
EDL Group Operations Pty Ltd (ABN 39 055 555 416)	Generator	Appin Power Plant and Tower Power Plant.	Stanwell Corporation (37 078 848 674)	3 February 2016
Windlab Asset Management Pty Ltd (ABN 34 605 094 666)	Generator	Ararat Wind Farm, Units 1-75	Ararat Wind Farm Pty Ltd (ABN 86 158 062 358)	23 June 2016
AWF Prop Co 2 Pty Ltd as trustee for AWF Prop Trust 2 (ABN 61 446 383 749)	Generator	Ararat Wind Farm, Units 1–75	Ararat Wind Farm Pty Ltd (ABN 86 158 062 358)	31 January 2019
LMS Energy Pty Ltd (ABN 39 059 428 474)	Generator	Awaba Power Station Unit 1	LUMO Generation SA Pty Ltd (ABN 87 115 291 042)	22 February 2007
Alinta DEBO (ABN 66 079 246 423)	Generator	Bairnsdale Power Station	Aurora Energy (Tamar Valley) Pty Ltd (ABN 70 083 050 168)	30 March 2009
Alinta DEBP Pty Ltd (ABN 85 075 067 702)	Generator	Bairnsdale Power Station	Aurora Energy (Tamar Valley) Pty Ltd (ABN 70 083 050 168)	30 March 2009
Alinta DVP Pty Ltd (A.C.N. 083 051 978)	Generator	Bairnsdale Power Station	Aurora Energy (Tamar Valley) Pty Ltd (ABN 70 083 050 168)	30 March 2009
Rise Renewables Pty Ltd (ABN 53 621 541 348)	Generator	Baking Board Solar Farm, Units 1-7	Diamond Energy Pty Ltd (ABN 97 107 516 33)	11 September 2018
Chinchilla Solar Pty Ltd (ABN 49 609 762 343)	Generator	Baking Board Solar Farm, Units 1-7	Diamond Energy Pty Ltd (ABN 97 107 516 334)	11 September 2018
Bald Hills Wind Farm Pty Ltd (ABN 13 117 264 712)	Generator	Bald Hills Wind Farm Units 1-52	Alinta Energy Retail Sales Pty Ltd (ABN 22 149 658 300)	29 January 2015
Ballarat Health Services	Generator	Ballarat Base Hospital Units 1-2	Energy Response Pty Ltd (Trading as Energy Response) (ABN 49 104 710 278)	23 December 2008
AusNet Transmission Group Pty Ltd (ABN 78 079 798 173)	Generator	Ballarat Battery Energy Storage System Units 1-17	EnergyAustralia Pty Ltd (99 086 014 968)	6 November 2018
Foresight Solar Australia Pty Ltd (ABN 19 611 378 584)	Generator	Bannerton Solar Park Units 1-40	Alinta Energy Retail Sales Pty Ltd (ABN 22 149 658 300)	11 July 2018
Barcaldine Remote Community Solar Farm Pty Ltd	Generator	Barcaldine Solar Farm, Units 1-2	Diamond Energy Pty Ltd (ABN 97 107 516 334)	29 December 2017
EDL LFG (Vic) Pty Ltd (ABN 69 061 503 348)	Generator	Berwick LFG Power Station and Broadmeadows LFG Power Station.	EDL Group Operations Pty Ltd (ABN 39 055 555 416)	12 May 2006
CWP Renewables Pty Ltd (ABN 57 127 205 645)	Generator	Boco Rock Wind Farm Units 1-67	Boco Rock Wind Farm Pty Ltd (ABN 49 137 886 750)	29 August 2014
Arrow Energy Trading Pty Ltd (ABN 68 139 053 133)	Generator	Braemar 2 Power Station Units 5-7	NewGen Braemar 2 Partnership (ERM Braemar 2 Pty Ltd (ABN 63 127 500 949)and Arrow (Southern Generation) Pty Ltd (BN 51 128 813 490) trading as)	4 July 2011
EDL Operations (Broadmeadows) Pty Ltd (A.C.N. 054 545 069)	Generator	Broadmeadows Power Plan	EDL Group Operations Pty Ltd (ABN 39 055 555 416)	13 December 1998
Delta Electricity Australia Pty Ltd (ABN 26 074 408 923)	Generator	Broadwater Power Station, Units 1 & 2	Cape Byron Management Pty Ltd (ABN 26 165 320 445)	11 November 2013
NSW Sugar Milling Co-operative Limited (ABN 52 051 052 209)	Generator	Broadwater Power Station, Units 1 & 2	Cape Byron Management Pty Ltd (ABN 26 165 320 445)	11 November 2013
Sunshine Renewable Energy Pty Ltd (ABN 67 095 991 638)	Generator	Broadwater Power Station, Units 1 & 2	Cape Byron Management Pty Ltd (ABN 26 165 320 445)	11 November 2013
PARF Company 6 Pty Ltd (ABN 81 613 790 659)	Generator	Broken Hill Solar Plant	AGL Hydro Partnership (ABN 86 076 691 481)	10 November 2016
Cochrane Dam Pty Ltd (ABN 65 613 015 768)	Generator	Brown Mountain Power Station, Units 1-6	Hydro Power Pty Limited (ABN 39 003 714 136)	3 August 2016
Bungala One Operations Pty Ltd as the Trustee for the Bungala One Operations Trust (ABN 65 449 871 039)	Generator	Bungala One Solar Farm, Units 1-54	Origin Energy Uranquinty Power Pty Ltd (ABN 26 120 384 938)	1 May 2018
Bungala Two Operations Pty Ltd as trustee for The Bungala Two Operations Trust (ABN 77 292 664 630)	Generator	Bungala Two Solar Farm, Units 1-54	Origin Energy Uranquity Power Pty Limited (ABN 26 120 384 938)	31 July 2018
AGL Southern Hydro (NSW) Pty Limited (ABN 73 056 452 601)	Generator	Burrendong Hydro Power Station	AGL Hydro Partnership (ABN 86 076 691 481)	7 December 2012
Callide Energy Pty Ltd (A.C.N. 082 468 746)	Generator	Callide Power Plant	Callide Power Trading Pty Ltd (ABN 80 082 468 719)	8 December 2000
IG Power (Callide) Limited (A.C.N. 082 413 885)	Generator	Callide Power Plant	Callide Power Trading Pty Ltd (ABN 80 082 468 719)	8 December 2000
Capital East Solar Pty Ltd (ABN 77 159 005 973)	Generator	Capital East Solar Farm 1-4 Inverters	Infigin Energy Holdings Pty Limited	10 September 2013
Renewable Power Ventures Pty Ltd (ABN 25 102 696 159)	Generator	Capital Wind Farm Units 1 - 67	BBP Energy Markets Pty Ltd (ABN 47 128 696 097)	30 June 2009
Chepstowe Wind Farm Pty Ltd (ABN 61 134 638 234)	Generator	Chepstowe Wind Farm Pty Ltd, Units 1-3	AETV Pty Ltd (ABN 29 123 391 613)	11 October 2018
Biosar Australia Pty Ltd (ABN 55 620 817 665)	Generator	Childers Solar Farm, Units 1-37	Childers Solar Pty Ltd (ACN 623 279 664) as the Trustee for the Childers Solar Trust (80 434 756 620)	25 January 2019
ESCO Pacific Asset Management Pty Ltd (ABN57 623 340 376)	Generator	Childers Solar Farm, Units 1-37	Childers Solar Pty Ltd (ACN 623 279 664) as the Trustee for the Childers Solar Trust (80 434 756 620)	25 January 2019
Clare Asset Co Pty Ltd as the Trustee for Clare Asset Trust (ABN 72 989 713 062)	Generator	Clare Solar Farm Stage 1, Units 1-69	Clare Solar Farm Pty Ltd	14 February 2018
EDL LFG (VIC) Pty Ltd (ABN 69 061 503 348)	Generator	Clayton Power Plant and Springvale Power Plant	EDL Group Operations Pty Ltd (ABN 39 055 555 416)	13 December 1998
Wirsol Energy Pty Ltd	Generator	Clermont Solar Farm, Units 1-37	Clermont Asset Co Pty Ltd (ACN 623 155 573) as Trustee for Clermont Solar Unit Trust (ABN 99 167 685 924)	18 June 2019
RATCH-Australia Collinsville Solar PV Pty Ltd (ABN 88 165 511 937)	Generator	Collinsville Solar PV Power Station, Units 1-17	Braemar Power Project Pty Ltd (ABN 54 113 386 600)	31 July 2018
Condamine Power Station Pty Ltd (ABN 76 121 868 273)	Generator	Condamine Power Station A unit 3	QGC Sales Qld Pty Ltd (ABN 80 120 323 588)	22 October 2009
Condamine Power Station Pty Ltd (ABN 76 121 868 273)	Generator	Condamine Power Station A units 1 & 2	QGC Sales Qld Pty Ltd (ABN 80 120 323 588)	2 June 2009
Delta Electricity Australia Pty Ltd (ABN 26 074 408 923)	Generator	Condong Power Station Unit 1	Cape Byron Management Pty Ltd (ABN 26 165 320 445)	11 November 2013
Sunshine Renewable Energy Pty Ltd (ABN 67 095 991 638)	Generator	Condong Power Station Unit 1	Cape Byron Management Pty Ltd (ABN 26 165 320 445)	11 November 2013
NSW Sugar Milling Co-operative Limited (ABN 52 051 052 209)	Generator	Condong Power Station, Unit 1	Cape Byron Management Pty Ltd (ABN 26 165 320 445)	11 November 2013
AGL Hydro Partnership (ABN 86 076 691 481)	Generator	Coopers Gap Wind Farm, Units 1–123	AGL PARF Qld Pty Limited (ABN 94 619 439 226)	4 June 2019
PARF Company 10 Pty Limited (ACN 618 670 152) as the trustee for the Coppers Gap Project Trust (ABN 21 535 038 928)	Generator	Coopers Gap Wind Farm, Units 1–123	AGL PARF Qld Pty Limited (ABN 94 619 439 226)	4 June 2019
AGL Southern Hydro (NSW) Pty Limited (ABN 73 056 452 601)	Generator	Copeton Hydro Power Station	AGL Hydro Partnership (ABN 86 076 691 481)	24 December 2012
Cullerin Range Wind Farm Pty Ltd (ABN 38 126 167 126)	Generator	Cullerin Range Wind Farm Units 1-15	Origin Energy Electricity Limited (ABN 33 071 052 287)	21 May 2009
APA Operations (EII) Pty Limited (69 134 460 496)	Generator	Daandine Power Station units 1-11	Arrow Energy Trading Pty Ltd (ABN 68 139 053 133)	1 July 2015
APT Petroleum Pipelines Holdings Pty Ltd (92 009 738 489)	Generator	Daandine Power Station Units 1-11	Arrow Energy Trading Pty Ltd (ABN 68 139 053 133)	1 July 2015
Electranet Pty Ltd (ABN 41 094 482 416)	Generator	Dalrymple North Battery Energy Storage System, Units 1-12	Greentricity Pty Ltd (47 122 144 709)	5 June 2018
Edify Energy Pty Ltd (ABN 85 606 684 995)	Generator	Daydream Solar Farm Units 1 to 61	Daydream Solar Farm Pty Ltd as The Trustee For The Daydream Solar Farm Trust (ABN 94 334 622 922)	28 September 2018
EarthPower Technologies Sydney Pty Ltd (ABN 71 085 528 427)	Generator	EarthPower Biomass Plant.	EnergyAustralia Pty Ltd (99 086 014 968)	21 March 2017
Waste Recycling and Processing Corporation trading as WSN Environmental Solutions (ABN 93 524 709 106)	Generator	Eastern Creek Gas Utilisation Facility Units 1-8	LMS Generation Pty Ltd (ABN 39 059 428 474)	8 February 2008
EDL Operations (Eastern Creek) Pty Ltd (A.C.N. 084 776 590)	Generator	Eastern Creek Units 1 & 2.	AGL Sales (Queensland Electricity) Pty Ltd (ABN 66 078 875 902)	27 May 2002
EDL Operations (Eastern Creek) Pty Ltd (A.C.N. 084 776 590)	Generator	Eastern Creek Units 3 & 4.	AGL Sales (Queensland Electricity) Pty Ltd (ABN 66 078 875 902)	18 May 2004
EDL Group Operations Pty Ltd (ABN 39 055 555 416)	Generator	Eastern Creek Units 3 and 4.	AGL Sales (Queensland Electricity) Pty Ltd (ABN 66 078 875 902)	18 May 2004
Emerald Energy Project Pty Ltd (ACN620 722 769) ATF Emerald Energy Project Trust (ABN 46 537 051 902)	Generator	Emerald Solar Park Units 1 - 32	Telstra Energy (Generation) Pty Ltd (ABN 32 613 554 233)	13 September 2018
RCR O'Donnell Griffin Pty Ltd (ABN 78 003 905 093)	Generator	Emerald Solar Park Units 1 - 32	Telstra Energy (Generation) Pty Ltd (ABN 32 613 554 233)	13 September 2018
RES Australia Pty Ltd (ABN 55 106 637 754)	Generator	Emerald Solar Park Units 1 - 32	Telstra Energy (Generation) Pty Ltd (ABN 32 613 554 233)	13 September 2018
Energy Queensland Limited (ABN 96 612 535 583)	Network Service Provider	Energex Distribution System	Energex Limited (ABN 40 078 849 055)	24 November 2017
Eraring Energy (31 357 688 069)	Generator	Eraring Gas Turbine Unit 1	Origin Energy Electricity Limited (ABN 33 071 052 287)	2 March 2011
Eraring Energy (31 357 688 069)	Generator	Eraring Power Station Units 1 - 4	Origin Energy Electricity Limited (ABN 33 071 052 287)	2 March 2011
Energy Queensland Limited (ABN 96 612 535 583)	Network Service Provider	Ergon Distribution System	Ergon Energy (ABN 50 087 646 062)	24 November 2017
Canadian Solar O&M (Australia) Pty Ltd (ABN 31 620 225 809)	Generator	Finley Solar Farm, Units 1-99	Finley Solar Farm Pty Ltd (ABN 89 616 527 621) as trustee for the Finley Solar Trust (ABN 63 656 675 511)	30 July 2019
ESCO Asset Management Pty Ltd (ABN: 57 623 340 376)	Generator	Finley Solar Farm, Units 1-99	Finley Solar Farm Pty Ltd (ABN 89 616 527 621) as trustee for the Finley Solar Trust (ABN 63 656 675 511)	30 July 2019
Signal Energy Australia Pty Ltd (ABN 92 623 114 090)	Generator	Finley Solar Farm, Units 1-99	Finley Solar Farm Pty Ltd (ABN 89 616 527 621) as trustee for the Finley Solar Trust (ABN 63 656 675 511)	30 July 2019
GESS ProjectCo Pty Ltd (ABN 86 621 425 661)	Generator	Gannawarra Energy Storage System, Units 1-50	EnergyAustralia Pty Ltd (ABN 99 086 014 968)	7 November 2018
Edify Energy Pty Ltd (ABN 85 606 684 995)	Generator	Gannawarra Solar Farm Units 1-22	Gannawarra Solar Farm Pty Ltd (ABN 33 615 736 895)	20 March 2018
AGL Southern Hydro (NSW) Pty Limited (ABN 73 056 452 601)	Generator	Glenbawn Hydro Power Station	AGL Hydro Partnership (ABN 86 076 691 481)	24 December 2012
EDL Group Operations Pty Ltd (ABN 39 055 555 416)	Generator	Glennies Creek Power Station Unit 1-12	EDL (OCI) Pty Limited (ABN 85 113 489 295)	21 December 2017
EDL Group Operations Pty Ltd (ABN 39 055 555 416)	Generator	Grange Avenue	AGL Sales (Queensland Electricity) Pty Ltd (ABN 66 078 875 902)	23 November 2006
EDL LFG (NSW) Pty Ltd (ABN 37 070 941 794)	Generator	Grange Avenue	AGL Sales (Queensland Electricity) Pty Ltd (ABN 66 078 875 902)	23 November 2006
EDL Group Operations Pty Ltd (ABN 39 055 555 416)	Generator	Grosvenor 1 Power Station, Units 1-7	EDL Projects (Australia) Pty Ltd (ABN 37 084 776 616)	24 January 2017
EDL Group Operations Pty Ltd (ABN 39 055 555 416)	Generator	Grosvenor 2 Power Station, Units 1-5	EDL Projects (Australia) Pty Ltd (ABN 37 084 776 616)	27 September 2017
Goldwind Australia Pty Ltd (ABN 32 140 108 390)	Generator	Gullen Range Wind Farm, Units 1-73	New Gullen Range Wind Farm Pty Ltd (ABN 41 167 404 211)	11 July 2014
Goldwind Capital (Australia) Pty Ltd (ABN 34 142 403 950)	Generator	Gullen Range Wind Farm, Units 1-73	New Gullen Range Wind Farm Pty Ltd (ABN 41 167 404 211)	11 July 2014
LMS Energy Pty Ltd (ABN 39 059 428 474)	Generator	Hallam Road Renewable Energy Facility Units 1-8	Lumo Energy Australia Pty Ltd (ABN 69 100 528 327)	12 June 2013
Hallett Hill Pty Ltd (ABN 91 128 246 275)	Generator	Hallett 2 Wind Farm	AGL Hydro Partnership (ABN 86 076 691 481)	11 May 2009
AGL Hydro Partnership (86 076 691 481)	Generator	Hallett Hill Wind Farm Units 1 to 34	AGL SA Generation Pty Limited (84 081 074 204)	29 June 2017
Hallett Hill Pty Ltd (ABN 91 128 246 275)	Generator	Hallett Hill Wind Farm Units 1 to 34	AGL SA Generation Pty Limited (84 081 074 204)	29 June 2017
TRUenergy Holdings Pty Ltd (ABN 42 120 665 643)	Generator	Hallett Power Station	EnergyAustralia Pty Ltd (99 086 014 968)	2 July 2007
Brown Hill Pty Ltd (ABN 96 110 080 325)	Generator	Hallett Wind Farm Units 1-45	AGL Hydro Partnership (ABN 86 076 691 481)	19 December 2007
Edify Energy Pty Ltd (ABN 85 606 684 995)	Generator	Hamilton Solar Farm, Units 1-23	Hamilton Solar Farm Pty Ltd (83 615 737 098)	29 May 2018
Energy Pacific (VIC) Pty Ltd (ABN 18 063 543 984)	Generator	Haughton Solar Farm Stage 1, Units 1-81	Pacific Hydro Haughton Solar Farm Pty Ltd (ABN 31 617 201 653)	28 May 2019
Pacific Hydro Investments Pty Ltd (ABN 18 053 747 407)	Generator	Haughton Solar Farm Stage 1, Units 1-81	Pacific Hydro Haughton Solar Farm Pty Ltd (ABN 31 617 201 653)	28 May 2019
Edify Energy Pty Ltd (ABN 85 606 684 995)	Generator	Hayman Solar Farm Units 1-21	Hayman Solar Farm Pty Ltd as The Trustee for The Hayman Solar Farm Trust (ABN 14 829 941 435)	28 September 2018
Leonards Hill Wind Operations Pty Ltd (ABN 86 141 239 894)	Generator	Hepburn Community Windfarm, Units 1-2	Mt Mercer Windfarm Pty Ltd (ABN 86 118 169 421)	24 January 2017
EDL Group Operations Pty Ltd (ABN 39 055 555 416)	Generator	Highbury Landfill Gas Power Station Unit 1	EDL LFG (SA) Pty Ltd (ABN 21 055 640 321)	1 April 2013
BayWa r.e. Solar Project Pty Ltd	Generator	Hughenden Solar Farm	Hughenden Solar Pty Limited as trustee for Hughenden Solar Trust (49 156 463 317)	25 January 2018
Wilmar Sugar Pty Ltd (ABN 44 081 051 792)	Generator	Invicta Sugar Mill Units 1 - 3	Stanwell Corporation (37 078 848 674)	5 June 2018
The Haughton Sugar Company Pty Ltd (A.C.N. 009 656 062)	Generator	Invicta Sugar Mill Units 1 - 3	Stanwell Corporation (ABN 37 078 848 674)	5 June 2018
AGL Energy Services Pty Ltd (ABN 57 074 821 720)	Generator	Isis Central Sugar Mill Co-Generation Plant Unit 1	AGL Hydro Partnership (ABN 86 076 691 481)	1 April 2010
The Trustee for Sustainable Energy Infrastructure Trust (ABN 50 746 683 694)	Generator	Isis Central Sugar Mill Co-Generation Plant Unit 1	AGL Hydro Partnership (ABN 86 076 691 481)	11 September 2018
EDL Operations (Eastern Creek) Pty Ltd (A.C.N. 084 776 590)	Generator	Jacks Gully	AGL Sales (Queensland Electricity) Pty Ltd (ABN 66 078 875 902)	24 May 2001
EDL Group Operations Pty Ltd (ABN 39 055 555 416)	Generator	Jacks Gully 2	AGL Sales (Queensland Electricity) Pty Ltd (ABN 66 078 875 902)	23 November 2006
EDL LFG (NSW) Pty Ltd (ABN 37 070 941 794)	Generator	Jacks Gully 2	AGL Sales (Queensland Electricity) Pty Ltd (ABN 66 078 875 902)	23 November 2006
BayWa R.E Solar Projects Pty Ltd (ABN 27 618 779 623)	Generator	Karadoc Solar Farm, Units 1-38	Iraak Sun Farm Pty Ltd (ABN 38 611 727 774)	9 October 2018
Windlab Asset Management Pty Ltd (ABN 34 605 094 666)	Generator	Kiata Wind Farm units 1 - 9	Kiata Wind Farm Pty Ltd	3 November 2017
Kidston Solar Co Pty Ltd (ACN 614 272 954) ATF The Kidston Solar Property Trust (ABN 60 659 240 152)	Generator	Kidston Solar One, Units 1-20	Genex (Solar) Pty Limited (ABN 24 606 804 915)	11 June 2019
The Trustee for Sustainable Energy Infrastructure Trust (ABN 50 746 683 694)	Generator	Kincumber Landfill Site, Unit 1	AGL Hydro Partnership (ABN 86 076 691 481)	11 September 2018
Kogan Creek Power Station Pty Ltd (ABN 82 088 229 832)	Generator	Kogan Creek Power Station	CS Energy Limited (ABN 54 078 848 745)	3 April 2007
DDC Energy Services Pty Ltd	Generator	KRC Cogeneration Plant	AGL Sales (Queensland Electricity) Pty Ltd (ABN 66 078 875 902)	8 March 2007
Boral Energy Power Limited (A.C.N. 008 289 398)	Generator	Ladbroke Grove Power Station	Origin Energy Electricity Limited (ABN 33 071 052 287)	17 November 1999
Lake Bonney Wind Power Pty Ltd (ABN 48 104 654 837)	Generator	Lake Bonney Stage 2 Windfarm	Flinders Operating Services Pty Ltd (ABN 36 094 130 837)	31 May 2007
FRV Services Australia Pty Limited (ABN 60 151 469 662)	Generator	Lilyvale Solar Farm, Units 1 - 74	Ergon Energy Queensland Pty Ltd (ABN 11 121 177 802)	6 February 2019
Lilyvale Asset Co Pty Ltd (ABN 35 619 625 213) as trustee for the Lilyvale Asset Trust (ABN 47 596 077 233)	Generator	Lilyvale Solar Farm, Units 1 - 74	Ergon Energy Queensland Pty Ltd (ABN 11 121 177 802)	6 February 2019
Lincoln Gap Wind Farm Pty Limited (ABN 52 133 372 595)	Generator	Lincoln Gap Wind Farm, Units 1-59	Lincoln Gap Wind Farm (Operations) Pty Ltd (ABN 73 164 355 195)	19 March 2019
Nexif Energy Australia Management Pty Ltd (ABN 34 619 325 567)	Generator	Lincoln Gap Wind Farm, Units 1-59	Lincoln Gap Wind Farm (Operations) Pty Ltd (ABN 73 164 355 195)	19 March 2019
Nexif Energy Australia Pty Ltd (ABN 57 611 276 236)	Generator	Lincoln Gap Wind Farm, Units 1-59	Lincoln Gap Wind Farm (Operations) Pty Ltd (ABN 73 164 355 195)	19 March 2019
BHP Billiton Petroleum (Bass Strait) Pty Ltd (ABN 29 004 228 004)	Generator	Longford Plant	Origin Energy Electricity Limited (ABN 33 071 052 287)	11 February 2014
Longreach Asset Company Pty Ltd (ABN 82 616 057 848)	Generator	Longreach Solar Farm, Units 1-7	Diamond Energy Pty Ltd (ABN 97 107 516 334)	6 March 2018
AGL Loy Yang Pty Ltd (ABN 62 077 985 758)	Generator	Loy Yang A Power Station	AGL Loy Yang Marketing Pty Ltd (ABN 19 105 758 316)	2 April 2004
AGL LYP 1 Pty Ltd Pty Ltd (ABN 36 078 121 187)	Generator	Loy Yang A Power Station	AGL Loy Yang Marketing Pty Ltd (ABN 19 105 758 316)	2 April 2004
AGL LYP 14 B.V. (ABN 55 073 074 530)	Generator	Loy Yang A Power Station	AGL Loy Yang Marketing Pty Ltd (ABN 19 105 758 316)	2 April 2004
AGL LYP 2 Pty Ltd (ARBN 078 377 572)	Generator	Loy Yang A Power Station	AGL Loy Yang Marketing Pty Ltd (ABN 19 105 758 316)	2 April 2004
AGL LYP 3 Pty Ltd(ARBN 078 377 527)	Generator	Loy Yang A Power Station	AGL Loy Yang Marketing Pty Ltd (ABN 19 105 758 316)	2 April 2004
Gippsland Power Pty Ltd (ABN 30 077 851 079)	Generator	Loy Yang B Power Station, Units 1-2	Alinta Energy Retail Sales Pty Ltd (ABN 22 149 658 300)	19 July 2018
Latrobe Power Pty Ltd (ABN 42 055 983 563)	Generator	Loy Yang B Power Station, Units 1-2	Alinta Energy Retail Sales Pty Ltd (ABN 22 149 658 300)	19 July 2018
LYB Australia Limited (ABN 87 055 563 785)	Generator	Loy Yang B Power Station, Units 1-2	Alinta Energy Retail Sales Pty Ltd (ABN 22 149 658 300)	19 July 2018
LYB Operations and Maintenance Pty Ltd (ABN 66 055 563 696)	Generator	Loy Yang B Power Station, Units 1-2	Alinta Energy Retail Sales Pty Ltd (ABN 22 149 658 300)	19 July 2018
LYB Ventures Australia Pty Ltd (ABN 57 055 984 499)	Generator	Loy Yang B Power Station, Units 1-2	Alinta Energy Retail Sales Pty Ltd (ABN 22 149 658 300)	19 July 2018
Traralgon Power Pty Ltd (ABN 64 056 292 623)	Generator	Loy Yang B Power Station, Units 1-2	Alinta Energy Retail Sales Pty Ltd (ABN 22 149 658 300)	19 July 2018
EDL LFG (NSW) Pty Ltd (ABN 37 070 941 794)	Generator	Lucas Heights II Power Plant.	EDL Group Operations Pty Ltd (ABN 39 055 555 416)	13 December 1998 - 1 January 2013
Macarthur Windfarm Pty Ltd	Generator	Macarthur Wind Farm U 1-140	AGL Hydro Partnership (ABN 86 076 691 481)	21 August 2012
Malakoff Wind Macarthur Pty Ltd (ACN124 383 688)	Generator	Macarthur Wind Farm U 1-140	AGL Hydro Partnership (ABN 86 076 691 481)	21 August 2012
Maroona Wind Farm Pty Ltd (ABN 79 158 692 598)	Generator	Maroona Wind Farm Units 1-2	Alinta Energy Retail Sales Pty Ltd (ABN 22 149 658 300)	2 January 2018
Millmerran Investment Company I Pte Ltd (A.R.B.N. 088 432 599)	Generator	Millmerran Power Plant.	Millmerran Energy Trader Pty Ltd (ABN 23 084 923 973)	7 May 2001
Millmerran Investment Company II Pte Ltd (A.R.B.N. 088 432 615)	Generator	Millmerran Power Plant.	Millmerran Energy Trader Pty Ltd (ABN 23 084 923 973)	7 May 2001
Millmerran Investment Company III Pte Ltd (A.R.B.N. 088 432 642)	Generator	Millmerran Power Plant.	Millmerran Energy Trader Pty Ltd (ABN 23 084 923 973)	7 May 2001
Millmerran Investment Company IV Pte Ltd (A.R.B.N. 088 432 679)	Generator	Millmerran Power Plant.	Millmerran Energy Trader Pty Ltd (ABN 23 084 923 973)	7 May 2001
Millmerran Investment Company V Pte Ltd (A.R.B.N. 088 432 722)	Generator	Millmerran Power Plant.	Millmerran Energy Trader Pty Ltd (ABN 23 084 923 973)	7 May 2001
Millmerran Investment Company VI Pte Ltd (A.R.B.N. 088 432 795)	Generator	Millmerran Power Plant.	Millmerran Energy Trader Pty Ltd (ABN 23 084 923 973)	7 May 2001
Millmerran Operating Company Pty Ltd (A.C.N. 083 536 181)	Generator	Millmerran Power Plant.	Millmerran Energy Trader Pty Ltd (ABN 23 084 923 973)	7 May 2001
Queensland Power (Australia) Pty Ltd (A.C.N. 087 293 409)	Generator	Millmerran Power Plant.	Millmerran Energy Trader Pty Ltd (ABN 23 084 923 973)	7 May 2001
Queensland Power Company Limited (A.R.B.N. 087 293 583)	Generator	Millmerran Power Plant.	Millmerran Energy Trader Pty Ltd (ABN 23 084 923 973)	7 May 2001
AGL Energy Services Pty Ltd (ABN 57 074 821 720)	Generator	Moranbah Generation Project Unit 1	AGL Hydro Partnership (ABN 86 076 691 481)	1 April 2010
The Trustee for Sustainable Energy Infrastructure Trust (ABN 50 746 683 694)	Generator	Moranbah Generation Project Unit 1	AGL Hydro Partnership (ABN 86 076 691 481)	11 September 2018
EDL Group Operations Pty Ltd (ABN 39 055 555 416)	Generator	Moranbah North Power Station	EDL Projects (Australia) Pty Ltd (ABN 37 084 776 616)	20 June 2008
Origin Energy Power Limited (ABN 93 008 289 398)	Generator	Mortlake Power Station Units 1-2	Origin Energy Electricity Limited (ABN 33 071 052 287)	1 August 2011
Goldwind Australia Pty Ltd (ABN 32 140 108 390)	Generator	Mortons Lane Wind Farm 1 - 13	Mortons Lane Windfarm Pty Limited (ABN 37 123 367 600)	9 November 2012
Mount Emerald Wind Farm Pty Ltd (ABN 19 149 050 322)	Generator	Mount Emerald Wind Farm, Units 1-53	Ergon Energy Queensland Pty Ltd (ABN 11 121 177 802)	14 August 2018
RATCH-Australia Corporation Limited (ABN 31 106 617 332)	Generator	Mount Emerald Wind Farm, Units 1-53	Ergon Energy Queensland Pty Ltd (ABN 11 121 177 802)	14 August 2018
Enercon GmbH (ARBN 108 142 052)	Generator	Mt Millar Wind Farm	Mt Millar Wind Farm Pty Ltd (ABN 67 107 673 361)	6 December 2007
EnergyAustralia NSW Pty Ltd (ABN 75 163 935 635)	Generator	Mt Piper Power Station Unit 1 - 2	EnergyAustralia Pty Ltd (99 086 014 968)	3 September 2013
UGL ENGINEERING Pty Ltd (ABN 96 096 365 972)	Generator	Mugga Lane Solar Park Unit 1	Mugga Lane Solar Park Pty Ltd (ABN 32 156 565 641)	14 November 2016
Australia and New Zealand Banking Group Limited (ABN 11 005 357 522)	Generator	Murra Warra Farm, Units 1-61	Telstra Energy (Generation) Pty Ltd (ABN 32 613 554 233)	19 March 2019
Coca-Cola Amatil Limited (ABN 26 004 139 397)	Generator	Murra Warra Farm, Units 1-61	Telstra Energy (Generation) Pty Ltd (ABN 32 613 554 233)	19 March 2019
Monash University (ABN 12 377 614 012)	Generator	Murra Warra Farm, Units 1-61	Telstra Energy (Generation) Pty Ltd (ABN 32 613 554 233)	19 March 2019
Murra Warra Project Co Pty Ltd (616 990 731) as Trustee for the Murra Warra Project Trust (ABN 99 821 016 955)	Generator	Murra Warra Farm, Units 1-61	Telstra Energy (Generation) Pty Ltd (ABN 32 613 554 233)	19 March 2019
RES Australia Pty Ltd (ABN 55 106 637 754)	Generator	Murra Warra Farm, Units 1-61	Telstra Energy (Generation) Pty Ltd (ABN 32 613 554 233)	19 March 2019
Telstra Corporation Limited (ABN 33 051 775 556)	Generator	Murra Warra Farm, Units 1-61	Telstra Energy (Generation) Pty Ltd (ABN 32 613 554 233)	19 March 2019
The University of Melbourne (ABN 84 002 705 224)	Generator	Murra Warra Farm, Units 1-61	Telstra Energy (Generation) Pty Ltd (ABN 32 613 554 233)	19 March 2019
Musselroe Wind Farm Pty Ltd (ABN 18 113 161 247)	Generator	Musselroe Wind Farm Units 1-56	Hydro-Electric Corporation (ABN 48 072 377 158)	11 March 2013
AGL Hydro Partnership (ABN 86 076 691 481)	Generator	North Brown Hill Wind Farm units 1 - 63	AGL SA Generation Pty Limited (ABN 84081074204)	18 July 2017
North Brown Hill Pty Limited (ABN 55 135 520 222)	Generator	North Brown Hill Wind Farm units 1 - 63	AGL SA Generation Pty Limited (ABN 84081074204)	18 July 2017
PARF Company 5 Pty Ltd (ABN 47 613 790 453) and PARF Company 6 Pty Ltd (ABN 81 613 790 659)	Generator	Nyngan Solar Plant	AGL Hydro Partnership (ABN 86 076 691 481)	10 November 2016
Oakey 1 Asset Company Pty Ltd (ABN 47 616 058 069)	Generator	Oakey 1 Solar Farm, Units 1-12	Diamond Energy Pty Ltd (ABN 97 107 516 334)	12 March 2019
Oakey Power Holdings Pty Ltd (ABN 56 075 260 794)	Generator	Oakey Power Station	ERM Power Retail Pty Ltd (ABN 87 126 175 460)	1 January 2015
Oaklands Hill Wind Farm Pty Ltd (88 126 595 935)	Generator	Oaklands Hill Wind Farm Units 1 - 32	AGL Hydro Partnership (ABN 86 076 691 481)	5 August 2011
EDL Group Operations Pty Ltd (ABN 39 055 555 416)	Generator	Oaky Creek 2 Mine Power Station	EDL (OCI) Pty Ltd (85 113 489 295)	4 January 2016
Envirogen (Oaky) Pty Ltd (ABN 85 113 489 295)	Generator	Oaky Creek Mine Power Station	Origin Energy Electricity Limited (ABN 33 071 052 287)	4 October 2013
EDL Group Operations Pty Ltd (ABN 39 055 555 416)	Generator	Pedler Creek Landfill Gas Power Station Units 1-3	EDL LFG (SA) Pty Ltd (ABN 21 055 640 321)	1 April 2013
AGL Southern Hydro (NSW) Pty Limited (ABN 73 056 452 601)	Generator	Pindari Hydro Power Station	AGL Hydro Partnership (ABN 86 076 691 481)	25 August 2006
Origin Energy Power Limited (ABN 93 008 289 398)	Generator	Quarantine Power Station Unit 5	Origin Energy Electricity Limited (ABN 33 071 052 287)	19 December 2008
Origin Energy Power Limited (ABN 93 008 289 398)	Generator	Quarantine Power Station.	Origin Energy Electricity Limited (ABN 33 071 052 287)	19 October 2001
LMS Energy Pty Ltd (ABN 39 059 428 474)	Generator	Remount	LUMO Generation SA Pty Ltd (ABN 87 115 291 042)	20 December 2006
LMS Energy Pty Ltd (ABN 39 059 428 474)	Generator	Rochedale and Whitwood Road Renewable Energy Facilities	Origin Energy Electricity Limited (ABN 33 071 052 287)	23 September 2011
EDL Group Operations Pty Ltd (ABN 39 055 555 416)	Generator	Roghan Road LFG Power Plant Unit 1.	AGL Hydro Partnership (ABN 86 076 691 481)	30 April 2010
EDL LFG (QLD) Pty Ltd (ABN 21 071 089 579)	Generator	Roghan Road LFG Power Plant Unit 1.	AGL Hydro Partnership (ABN 86 076 691 481)	30 April 2010
Palisade Asset Management Pty Ltd (ABN 37 606 141 119)	Generator	Ross River Solar Farm, Units 1-64	Ross River Operations Pty Ltd as the Trustee for the Ross River Operations Trust (ABN 49 588 936 886)	26 June 2018
TW Power Services Pty Ltd (ABN 50 112 723 181)	Generator	Ross River Solar Farm, Units 1-64	Ross River Operations Pty Ltd as the Trustee for the Ross River Operations Trust (ABN 49 588 936 886)	26 June 2018
Royalla Asset Pty Ltd ATF Royalla Asset Trust (ABN 58 169 071 887)	Generator	Royalla Solar Farm, units 1-20	FRV Royalla Solar Farm Pty Limited ABN 29 158 394 677	6 May 2014
Adani Renewable Asset Holdings Pty Ltd (ABN 96 620 876 100)	Generator	Rugby Run Solar Farm, Units 1-25	Braemar Power Project Pty Ltd (ABN 54 113 386 600)	28 May 2019
Adani Rugby Run Pty Ltd (ACN 620 965 755) as Trustee for the Adani Rugby Run Trust (ABN 15 181 730 931)	Generator	Rugby Run Solar Farm, Units 1-25	Braemar Power Project Pty Ltd (ABN 54 113 386 600)	28 May 2019
South Australian Water Corporation (ABN 69 336 525 019)	Generator	SA Water Bolivar Waste Water Treatment (WWT) Plant Units 1-4	Alinta Energy Retail Sales Pty Ltd (ABN 22 149 658 300)	5 January 2015
Tilt Renewables Australia Pty Ltd (ABN 15 101 038 331)	Generator	Salt Creek Wind Farm, Units 1-15	Salt Creek Wind Farm Pty Ltd (94 121 087 492)	29 May 2018
CWP Asset Management Pty Ltd (ABN 41 143 399 179)	Generator	Sapphire Wind Farm Units 1-75	The Trustee for the SWF1 Operations Trust (ABN 34 830 863 882)	5 December 2017
Diamond Energy Generation Pty Ltd (ABN 32 114 514 895)	Generator	Shepparton Wastewater Treatment Facility Unit 1	Diamond Energy Pty Ltd (ABN 97 107 516 334)	27 November 2008
Eraring Energy (31 357 688 069)	Generator	Shoalhaven Power Station Units 1-4 (made up of Bendeela 1-2 and Kangaroo Valley 3-4)	Origin Energy Electricity Limited (ABN 33 071 052 287)	2 March 2011
PARF Company 8 Pty Ltd as the Trustee of the Silverton Project Trust (ABN 33 735 116 532)	Generator	Silverton Wind Farm, Units 1-58	AGL PARF NSW Pty Ltd (33 615 408 770)	26 February 2018
Snowtown South Wind Farm Pty Ltd (ABN 50 156 407 313)	Generator	Snowtown South Wind Farm Units 1 - 42	Snowtown Wind Farm Stage 2 Pty Ltd (ABN 85 155 626 252)	10 September 2013
AGL Power Generation (VIC) Pty Ltd	Generator	Somerton Power Station	AGL Hydro Partnership (ABN 86 076 691 481)	12 December 2001
South East Water Limited (ABN 89 066 902 547)	Generator	South East Water - Hallam Hydro Plant Unit 1	Progressive Green Pty Ltd (ABN 27 130 175 343)	4 July 2008
Starfish Hill Wind Farm Pty Ltd (ABN 54 099 761 261)	Generator	Starfish Hill Wind Farm Units 1 to 23	Tarong Energy Corporation Pty Ltd (ABN 52 078 848 736)	4 April 2003
AGL Energy Services (Queensland) Pty Ltd (ABN 80 104 759 417)	Generator	Suncoast Gold Macadamias Unit 1	AGL Hydro Partnership (ABN 86 076 691 481)	19 March 2010 - 31 March 2010
AGL Energy Services Pty Ltd (ABN 57 074 821 720)	Generator	Suncoast Gold Macadamias Unit 1	AGL Hydro Partnership (ABN 86 076 691 481)	1 April 2010
Sunshine Coast Regional Council (37 876 973 913)	Generator	Sunshine Coast Solar Farm, Unit 1	Diamond Energy Pty Ltd (ABN 97 107 516 334)	29 June 2017
Beak Industries Pty Ltd (ABN 22 009 535 184)	Generator	Sunshine Energy Park	Energex Retail Pty Ltd (ABN 97 078 848 549)	4 January 2002
Biosar Australia Pty Ltd (ABN 55 620 817 665)	Generator	Susan River Solar Farm, Units 1-49	Susan River Solar Pty Ltd ATF Susan River Solar Trust (ABN 75 778 423 009)	17 December 2018
ESCO Pacific Asset Management Pty Ltd (ABN 57 623 340 376)	Generator	Susan River Solar Farm, Units 1-49	Susan River Solar Pty Ltd ATF Susan River Solar Trust (ABN 75 778 423 009)	17 December 2018
Mecrus Pty Ltd (ABN 35 088 126 756)	Generator	Symex Plant Unit 1	Energy Response Pty Ltd (Trading as Energy Response) (ABN 49 104 710 278)	23 April 2010
Symex Holdings Limited (ABN 29 091 035 353)	Generator	Symex Plant Unit 1	Energy Response Pty Ltd (Trading as Energy Response) (ABN 49 104 710 278)	23 April 2010
One Asset Management AR Pty Ltd as The Trustee for Tailem Bend Solar Asset Trust (ABN 25 226 861 648)	Generator	Tailem Bend Solar Project 1, Units 1-54	Vena Energy Services (Australia) Pty Ltd (ABN 89 609 132 747)	5 February 2019
One Investment Management Pty Limited as The Trustee for Tailem Bend Solar Operating Trust (ABN 35 635 157 114)	Generator	Tailem Bend Solar Project 1, Units 1-54	Vena Energy Services (Australia) Pty Ltd (ABN 89 609 132 747)	5 February 2019
EnergyAustralia Tallawarra Pty Ltd (ABN 69 081 074 142)	Generator	Tallawarra Power Station Unit 1	EnergyAustralia Pty Ltd (99 086 014 968)	14 October 2008
Taralga Wind Farm Nominees No 1 Pty Ltd (ABN 52 159 439 611)	Generator	Taralga Wind Farm, Units 1-51	Taralga Wind Farm Nominees No 2 Pty Ltd (ATF Taralga Wind Farm Operating Trust) (ABN 31 159 439 522)	11 December 2014
TN Power Pty Ltd (ABN 56 099 730 042)	Generator	Tarong North Power Station Unit 1	Stanwell Corporation (37 078 848 674)	1 July 2011
Tarong North Pty Ltd (ABN 91 102 191 793)	Generator	Tarong North Power Station Unit 1	Stanwell Corporation (ABN 37 078 848 674)	1 July 2011
Diamond Energy Generation Pty Ltd (ABN 32 114 514 895)	Generator	Tatura Biomass Generator Unit 1	Diamond Energy Pty Ltd (ABN 97 107 516 334)	20 September 2006
EDL Group Operations Pty Ltd (ABN 39 055 555 416)	Generator	Tea Tree Gully Landfill Gas Power Station Unit 1	EDL LFG (SA) Pty Ltd (ABN 21 055 640 321)	1 April 2013
Power Rental Op Co Australia LLC (trading as APR Energy) (ABN 85 457 881 818)	Generator	Tempoorary Generation North Units 1-5	SA Power Networks (ABN 13 332 330 749)	20 October 2017
Power Rental Op Co Australia LLC (trading as APR Energy) (ABN 85 457 881 818)	Generator	Tempoorary Generation South Units 1-4	SA Power Networks (ABN 13 332 330 749)	20 October 2017
Hallet 5 Pty Ltd (ABN 74 154 281 160)	Generator	The Bluff Wind Farm Units 1 - 25	AGL SA Generation Pty Limited (ABN 84081074204)	18 July 2017
SPI PowerNet Pty Ltd (A.C.N. 079 798 173)	Network Service Provider	The deed given by CitiPower Pty and SPI PowerNet Pty Ltd in favour of NEMMCO dated 8 December 1998	CitiPower Pty (ABN 75 569 155 798)	13 December 1998
SPI PowerNet Pty Ltd (ABN 78 079 798 173)	Network Service Provider	The deed given by Powercor Australia Limited and SPI PowerNet Pty Ltd in favour of NEMMCO dated 24 June 1999	Powercor Australia Limited (ABN 89 064 651 109)	4 April 2003
Alinta Network Services Pty Ltd (ABN 52 104 352 650)	Network Service Provider	The distribution fixed assets and distribution system as defined in United Energy Distribution Pty Ltd’s Victorian electricity distribution licence.	United Energy Distribution Pty Ltd (ABN 70 064 651 029)	14 April 2004
CKI Utilities Development Limited (ARBN 090 718 880)	Network Service Provider	The distribution network which is the subject of the distribution licence issued under the Electricity Act 1996 (SA)	Utilities Management Pty Ltd (A.C.N. 090 664 878)	28 January 2000
CKI Utilities Holdings Limited (ARBN 091 142 380)	Network Service Provider	The distribution network which is the subject of the distribution licence issued under the Electricity Act 1996 (SA)	Utilities Management Pty Ltd (A.C.N. 090 664 878)	28 January 2000
CKI/HEI Utilities Distribution Limited (ARBN 091 143 038)	Network Service Provider	The distribution network which is the subject of the distribution licence issued under the Electricity Act 1996 (SA)	Utilities Management Pty Ltd (A.C.N. 090 664 878)	28 January 2000
HEI Utilities Development Limited (ABN 50 091 142 362)	Network Service Provider	The distribution network which is the subject of the distribution licence issued under the Electricity Act 1996 (SA)	Utilities Management Pty Ltd (A.C.N. 090 664 878)	28 January 2000
HEI Utilities Development Limited (ABN 50 091 142 362)	Network Service Provider	The distribution network which is the subject of the distribution licence issued under the Electricity Act 1996 (SA)	Utilities Management Pty Ltd (A.C.N. 090 664 878)	28 January 2000
SNC-Lavalin Investment Australia Pty Ltd (ABN 31 095 833 462)	Network Service Provider	The transmission network to be known as the “Murraylink” interconnector between the South Australia and Victoria regions	Murraylink Transmission Company Pty Ltd (ABN 42 089 875 605)	18 October 2002
Murraylink HQI Australia Pty Ltd (ABN 76 095 760 375)	Network Service Provider	The transmission network to be known as the “Murraylink” interconnector between the South Australia and Victoria regions.	Murraylink Transmission Company Pty Ltd (ABN 42 089 875 605)	18 October 2002
Timboon West Wind Farm Pty Ltd (ABN 85 608 3487 287)	Generator	Timboon West Wind Farm, Units 1-2	Alinta Energy Retail Sales Pty Ltd (ABN 22 149 658 300)	9 October 2018
AGL Energy Limited (ABN 74 115 061 375)	Generator	Townsville Power Station Units 1-2	AGL Hydro Partnership (ABN 86 076 691 481)	23 March 2009
RATCH-Australia Townsville Pty Limited (ABN 65 075 001 991)	Generator	Townsville Power Station Units 1-2	AGL Hydro Partnership (ABN 86 076 691 481)	1 December 2007
Command Energy Pty Ltd (A.C.N. 002 141 068)	Generator	University of Western Sydney Co-Generation Facility.	AGL Electricity Limited (ABN 82 064 651 083)	12 April 2000
Vales Point Investments Pty Ltd as trustee for Vales Point Discretionary Trust (ACN 608 798 278)	Generator	Vales Point Power Station	Delta Electricity (75 162 696 335)	18 December 2015
Waratah Energy Pty Ltd (ABN 64 166 785 619)	Generator	Vales Point Power Station	Delta Electricity (75 162 696 335)	18 December 2015
Valley Power Pty Ltd (ABN: 16 083 964 470)	Generator	Valley Power Peaking Facility Units 1-6	Snowy Hydro Ltd (17 090 574 431)	1 February 2012
Contact Peaker Australia Pty Ltd (ABN 24 097 586 724)	Generator	Valley Power Peaking Facility Units 5 and 6.	Valley Power Pty Ltd (ABN 16 083 964 470)	13 November 2002
Edison Mission Operation & Maintenance Loy Yang Pty Ltd (A.C.N. 055 563 696)	Generator	Valley Power Peaking Facility.	Valley Power Pty Ltd (ABN 16 083 964 470)	10 December 2001
Sucrogen (Herbet) Pty Ltd (ABN 92 099 000 361)	Generator	Victoria Mill Units 1 - 2	Wilmar Sugar Pty Ltd (ABN 44 081 581 792)	9 August 2011
EnergyAustralia NSW Pty Ltd (ABN 75 163 935 635)	Generator	Wallerawang Power Station Unit 7 - 8	EnergyAustralia Pty Ltd (99 086 014 968)	3 September 2013
Wattle Point Wind Farm Pty Ltd (ABN 34 101 023 447)	Generator	Wattle Point Wind Farm Units 1 to 55	AGL Hydro Partnership (ABN 86 076 691 481)	Blank intentionally
AGL Hydro Partnership (86 076 691 481)	Generator	Wattle Point Wind Farm Units 1 to 55	AGL SA Generation Pty Limited (84 081 074 204)	29 June 2017
Wattle Point Wind Farm Pty Ltd (ABN 34 101 023 447)	Generator	Wattle Point Wind Farm Units 1 to 55	AGL SA Generation Pty Limited (84 081 074 204)	29 June 2017
Goldwind Australia Pty Ltd (ABN 32 140 108 390)	Generator	White Rock Wind Farm, Units 1-70	White Rock Wind Farm Pty Ltd (45 153 592 173)	6 July 2017
Goldwind Capital (Australia) Pty Ltd (ABN 34 142 403 950)	Generator	White Rock Wind Farm, Units 1-70	White Rock Wind Farm Pty Ltd (45 153 592 173)	6 July 2017
Goldwind Australia Pty Ltd (ABN 32 140 108 390)	Generator	White Rock Wind Farm, Units 1-8	White Rock Wind Farm Pty Ltd (45 153 592 173)	21 August 2018
Goldwind Capital (Australia) Pty Ltd (ABN 34 142 403 950)	Generator	White Rock Wind Farm, Units 1-8	White Rock Wind Farm Pty Ltd (45 153 592 173)	21 August 2018
Edify Energy Pty Ltd (ABN 85 606 684 995)	Generator	Whitsunday Solar Farm, Units 1-23	Whitsunday Solar Farm Pty Ltd (20 615 715 270)	29 May 2018
Whytes Gully Environmental Pty Ltd (A.C.N. 070 941 767)	Generator	Whytes Gully Green Waste Power Plant.	AGL Sales (Queensland Electricity) Pty Ltd (ABN 66 078 875 902)	24 January 2000
EnergyAustralia Narrabri Gas Pty Ltd (ABN 80 147 609 729)	Generator	Wilga Park Power Station Units 1-4	Narrabri Power Limited (42 104 570 943)	21 December 2011
Gastar Power Pty Ltd (ABN 45 128 295 063)	Generator	Wilga Park Power Station Units 1-4	Narrabri Power Limited (42 104 570 943)	22 September 2008
EDL Group Operations Pty Ltd (ABN 39 055 555 416)	Generator	Wingfield 1 Landfill Gas Power Station Units 1-4	EDL LFG (SA) Pty Ltd (ABN 21 055 640 321)	1 April 2013
EDL Group Operations Pty Ltd (ABN 39 055 555 416)	Generator	Wingfield 2 Landfill Gas Power Station Units 1-4	EDL LFG (SA) Pty Ltd (ABN 21 055 640 321)	1 April 2013
LMS Energy Pty Ltd (ABN 39 059 428 474)	Generator	Wollert Renewable Energy Facility Units 1-6	Lumo Energy Australia Pty Ltd (ABN 69 100 528 327)	19 December 2017
Regional Wind Farms Pty Ltd (11 107 163 182)	Generator	Wonthaggi Wind Farms Units 1-6	Progressive Green Pty Ltd (ABN 27 130 175 343)	24 March 2016
Woodlawn Bioreactor Energy Pty Ltd (ABN 50 107 490 219)	Generator	Woodlawn Bioreactor Energy Generating Station Unit 1-6,7	EnergyAustralia Pty Ltd (99 086 014 968)	1 July 2011
Woolnorth Bluff Point Wind Farm Pty Ltd (ABN 31 095 369 396)	Generator	Woolnorth Bluff Point Wind Farm Units 1 to 37	Hydro-Electric Corporation (ABN 48 072 377 158)	4 April 2005
Woolnorth Studland Bay Wind Farm Pty Ltd (ABN 63 111 996 377)	Generator	Woolnorth Studland Bay Wind Farm Units 1 to 25	Hydro-Electric Corporation (ABN 48 072 377 158)	22 February 2007
The Trustee for Sustainable Energy Infrastructure Trust (ABN 50 746 683 694)	Generator	Woy Woy Landfill Site, Unit 1	AGL Hydro Partnership (ABN 86 076 691 481)	11 September 2018
AGL Southern Hydro (NSW) Pty Limited (ABN 73 056 452 601)	Generator	Yarrawonga Hydro Power Station Units 1-2	AGL Hydro Partnership (ABN 86 076 691 481)	1 July 2013
Yawong Wind Farm Pty Ltd (ABN 90 614 422 856)	Generator	Yawong Wind Farm, Units 1-2	Alinta Energy Retail Sales Pty Ltd (ABN 22 149 658 300)	13 November 2018
RES Australia Pty Ltd (ABN 55 106 637 754)	Generator	Yendon Wind Farm, Units 1-38	Lal Lal Wind Farms Nom Co Pty Ltd (ABN 37 625 768 774)	19 June 2019

## Exemption - Central Dispatch
Company	ABN/CAN	Generating System	Basis for classification as a Non-scheduled Generator
AGL Hydro Partnership	86 076 691 481	Moranbah North Power Station	Clause 2.2.3 (b) (2) of the Rules – the physical and technical attributes of the relevant generating unit or generating units are such that NEMMCO is satisfied that it is not practicable for them to participate in central dispatch
AGL Hydro Partnership	86 076 691 481	Wattle Point Wind Farm	Clause 2.2.3 (b) (3) of the Rules – the output of the generating units is intermittent
Arrow Energy Trading Pty Ltd	68 139 053 133	Daandine	Clause 2.2.3 (b) (2) of the Rules – the physical and technical attributes of the relevant generating unit or generating units are such that NEMMCO is satisfied that it is not practicable for them to participate in central dispatch
Canunda Power Pty Ltd	31 103 087 341	Canunda Wind Farm	Clause 2.2.3 (b) (3) of the Rules – the output of the generating units is intermittent
Cape Byron Management Pty Ltd	26 165 320 445	Broadwater Power Station Units 1 - 2	Clause 2.2.3 (b) (2) of the Rules – the physical and technical attributes of the relevant generating unit or generating units are such that NEMMCO is satisfied that it is not practicable for them to participate in central dispatch
Cape Byron Management Pty Ltd	26 165 320 445	Condong Power Station Unit 1	Clause 2.2.3 (b) (2) of the Rules – the physical and technical attributes of the relevant generating unit or generating units are such that NEMMCO is satisfied that it is not practicable for them to participate in central dispatch
Cathedral Rocks Wind Farm Pty Ltd	87 107 113 708	Cathedral Rocks Wind Farm	Clause 2.2.3 (b) (3) of the Rules – the output of the generating units is intermittent
EDL CSM (QLD) Pty Ltd	48 098 224 269	German Creek	Clause 2.2.3 (b) (2) of the Rules – the physical and technical attributes of the relevant generating unit or generating units are such that NEMMCO is satisfied that it is not practicable for them to participate in central dispatch
Energy Pacific (Victoria) Pty Ltd	18 063 543 984	Yambuk Wind Farm	Clause 2.2.3 (b) (3) of the Rules – the output of the generating units is intermittent
Eraring Energy	31 357 688 069	Warragamba Power Station	Clause 2.2.3 (b) (3) of the Rules – the output of the generating unit is intermittent
Essential Energy	37 428 185 226	Broken Hill Gas Turbines Units 1-2	Clause 2.2.3 (b) (2) of the Rules – the physical and technical attributes of the relevant generating unit or generating units are such that NEMMCO is satisfied that it is not practicable for them to participate in central dispatch
Hydro-Electric Corporation	48 072 377 158	Woolnorth Wind Farm, Units 1-67	Clause 2.2.3 (b) (3) of the Rules – the output of the generating units is intermittent
Hydro-Electric Corporation trading as Hydro Tasmania	48 072 377 158	Bell Bay Diesel Generator, Units 1-3	Clause 2.2.3 (b) (2) of the Rules – the physical and technical attributes of the relevant generating unit or generating units are such that NEMMCO is satisfied that it is not practicable for them to participate in central dispatch
Infigen Energy Markets Pty Limited	47 128 696 097	Capital Wind Farm	Clause 2.2.3 (b) (3) of the Rules – the output of the generating units is intermittent
Lake Bonney Wind Power Pty Ltd	48 104 654 837	Lake Bonney Wind Farm Stage 1	Clause 2.2.3 (b) (3) of the Rules – the output of the generating units is intermittent
Mackay Sugar Limited	12 057 463 671	Racecourse Mill Units 1 - 3	Clause 2.2.3 (b) (2) of the Rules – the physical and technical attributes of the relevant generating unit or generating units are such that NEMMCO is satisfied that it is not practicable for them to participate in central dispatch
Mt Millar Wind Farm Pty Ltd	67 107 673 361	Mt Millar Wind Farm	Clause 2.2.3 (b) (3) of the Rules – the output of the generating units is intermittent
Origin Energy Electricity Pty Ltd	33 071 052 287	Cullerin Range Wind Farm	Committed generator at the 1st Jan 2008 – regarded as “potential semi-scheduled generator” and eligible to be non-schedule under clause 11.10A.4.
Origin Energy Electricity Pty Ltd	33 071 052 287	Eraring Power Station Gas Turbine Unit 1	Clause 2.2.3 (b) (1) of the Rules – the primary purpose for which the relevant generating unit or generating units operate is local use and the sent out electricity rarely, if ever, exceeds 30MW; and Clause 2.2.3 (b) (2) - the physical and technical attributes are such that it is not practicable for it to participated in central dispatch
Origin Energy Electricity Pty Ltd	33 071 052 287	Longford Plant	Clause 2.2.3 (b) (1) of the Rules – the primary purpose for which the relevant generating unit or generating units operate is local use and the sent out electricity rarely, if ever, exceeds 30MW
Pacific Hydro Challicum Hills Pty Ltd	88 101 989 744	Challicum Hills Wind Farm	Clause 2.2.3 (b) (3) of the Rules – the output of the generating units is intermittent
Pacific Hydro Portland Wind Farm Pty Ltd	75 103 162 474	Portland Wind Farm	Clause 2.2.3 (b) (3) of the Rules – the output of the generating units is intermittent
Pioneer Sugar Mills Pty Ltd	63 009 889 856	Pioneer Sugar Mill	Clause 2.2.3 (b) (2) of the Rules – the physical and technical attributes of the relevant generating unit or generating units are such that NEMMCO is satisfied that it is not practicable for them to participate in central dispatch
Pyrenees Wind Energy Development Pty Ltd	31 097 047 268	Waubra Wind Farm, Units 1-128	Clause 2.2.3 (b) (3) of the Rules – the output of the generating unit is intermittent
RTA Yarwun Pty Ltd	73 137 266 301	Alumina Refinery	Clause 2.2.3 (b) (2) of the Rules – the physical and technical attributes of the relevant generating unit or generating units are such that NEMMCO is satisfied that it is not practicable for them to participate in central dispatch
Stanwell Corporation	37 078 848 674	Tarong Power Station Gas Turbine	Clause 2.2.3 (b) (1) of the Rules – the primary purpose for which the relevant generating unit or generating units operate is local use and the sent out electricity rarely, if ever, exceeds 30MW; and Clause 2.2.3 (b) (3) of the Rules – the output of the generating unit is intermittent
Stanwell Corporation Limited	39 055 555 416	Appin Power Plant and Tower Power Plant	Clause 2.2.3 (b) (2) of the Rules – the physical and technical attributes of the relevant generating unit or generating units are such that NEMMCO is satisfied that it is not practicable for them to participate in central dispatch
Starfish Hill Wind Farm Pty Ltd	54 099 761 261	Starfish Hill Wind Farm	Clause 2.2.3 (b) (3) of the Rules – the output of the generating units is intermittent
Wilmar Sugar Pty Ltd	44 081 051 792	Invicta Mill	Clause 2.2.3 (b) (2) of the Rules – the physical and technical attributes of the relevant generating unit or generating units are such that NEMMCO is satisfied that it is not practicable for them to participate in central dispatch

## Metering Coordinators
Registered Particpant Name	ABN	Type / MC - Generator MC - Market Customer MC - Initial MC / MC - Type 7 Meters / MC - TNSP / MC - Full MC	Registration Effective Date	AEMO Participant ID
Active Stream Pty Ltd	32 603 459 267	MC - Full MC	1/12/2017	ACTIVMC
Acumen Metering Pty Ltd	69 105 423 541	MC - Full MC	1/12/2017	ACUMENMC
Ausgrid Operations Partnership	78 508 211 731	MC - Initial MC, Type 7 Meters & TNSP	1/12/2017	ENERGYAP
AusNet Electricity Services Pty Ltd	91 064 651 118	MC - Initial MC, Type 7 Meters	1/12/2017	EASTERN
AusNet Transmission Group Pty Ltd	78 079 798 173	MC - TNSP	1/12/2017	GPUPP
Citipower Pty Ltd	76 064 651 056	MC - Initial MC, Type 7 Meters	1/12/2017	CITIPP
CKI UTILITIES DEVELOPMENT LTD & PAI UTILITIES DEVELOPMENT LTD & 3 OTHS (SA Power Networks)	13 332 330 749	MC - Initial MC, Type 7 Meters	1/12/2017	UMPLP
ElectraNet Pty Limited	41 094 482 416	MC - TNSP	1/12/2017	ETSATP
Endeavour Energy	11 247 365 823	MC - Initial MC, Type 7 Meters	1/12/2017	INTEGP
Energex Limited	40 078 849 055	MC - Initial MC, Type 7 Meters	1/12/2017	ENERGEXP
Ergon Energy Corporation Limited	50 087 646 062	MC - Initial MC, Type 7 Meters	1/12/2017	ERGONETP
Ergon Energy Queensland Pty Ltd	11 121 177 802	MC - Type 1	4/02/2019	EEQLILY
Essential Energy	37 428 185 226	MC - Initial MC, Type 7 Meters	1/12/2017	CNRGYP
Hydro-Electric Corporation trading as Hydro Tasmania	48 072 377 158	MC - Generator	12/03/2019	HYDROTAS
Icon Distribution Investments Limited and Jemena Networks (ACT) Pty Ltd trading as Evoenergy	76 670 568 688	MC - TNSP, Initial MC, Type 7 Meters	1/12/2017	ACTEWP
Icon Distribution Investments Limited and Jemena Networks (ACT) Pty Ltd trading as ActewAGL Distribution	76 670 568 688	MC - Full MC	17/05/2018	ACTIONMC
IntelliHUB Pty Ltd	57 601 509 693	MC - Full MC	1/12/2017	IHUBMC
Jemena Electricity Networks (Vic) Ltd	82 064 651 083	MC - Initial MC, Type 7 Meters	1/12/2017	SOLARISP
Metering Dynamics Pty Ltd	58 087 082 764	MC - Full MC	1/12/2017	MDYMC
Metropolis Metering Assets Pty Ltd	53 116 717 321	MC - Full MC	1/12/2017	METROMC
Origin Energy Metering Coordinator Pty Ltd	96 616 347 454	MC - Full MC	1/12/2017	ORIGINMC
Powercor Australia Ltd	89 064 651 109	MC - Initial MC, Type 7 Meters	1/12/2017	POWCP
Powermetric Metering Pty Ltd	89 131 072 707	MC - Full MC	1/12/2017	POWMETMC
Queensland Electricity Transmission Corporation Limited (trading as Powerlink Queensland)	82 078 849 233	MC - TNSP	1/12/2017	PLINKP
Select Soloutions Group Pty Ltd	73 097 962 395	MC - Full MC	1/12/2017	EASTENMC
Spotless Facility Services Pty Ltd	83 072 293 880	MC - Full MC	1/12/2017	SPTLSSMC
Tasmanian Networks Pty Ltd	24 167 357 299	MC - Initial MC, Type 7 Meters	1/12/2017	AURORAP
Tasmanian Networks Pty Ltd	24 167 357 299	MC - TNSP	1/12/2017	TRANSEND
PLUS ES	30 179 420 673	MC - Full MC	1/12/2017	MYMC
The Trustee for the NSW Electricity Networks Operations Trust trading as Transgrid	70 250 995 390	MC - TNSP	1/12/2017	TRANSGP
United Energy Distribution Pty Ltd	70 064 651 029	MC - Initial MC, Type 7 Meters	1/12/2017	UNITED
Vector Advanced Metering Services (Australia) Pty Ltd trading as Elect Data Services	28 098 108 797	MC - Full MC	1/12/2017	VECTORMC

## Dedicated Connection Asset
Registered Participant	ABN	Asset Description	Classification	Effective date